## info
tab | notes
ref1 | case with all extra loads except heat, 3h resolution, numerical errors, noFC, highFlex |  | NOTE: 10 minute adaptive is fine for optimizing 2/4 years with SSE
ref2 | case with all extra loads, 3h resolution, highFlex
ref3 | 2012 - updated VRE, hydro and heat input data (02/05/2023) - ~70% VRE
ref4 | removed fossil gen (3/5/2023)
ref5 | iter1 - fixed numerical difficulties and removed a flexlim bug (11/5) - ~65 % VRE, 13 % U - based on 2012 (["1984-1985", "1991-1992", "2015-2016"])
ref6 | iter2 (15/5) - 65 % VRE, 11 % U - based on iter1 - 1989-1990, 2005-2006, 2003-2004
ref7 | rerun of 2012 1h - ADDED BAT IN GERMANY - 16th of May, starting point of new iterations - extremes "2005-2006","1989-1990" lead to 91-92 as "base" year
ref8 | first 3-year ["2005-2006", "1989-1990", "1991-1992"] result for rerun - result from iter1_2 - 16th of May
ref9 | second 3-year results (iter2_2) - "2005-2006", "1989-1990", "2014-2015" - 17th of May - 64% VRE, 15% U
ref10 | third 3-year results (iter3_2) - "2005-2006", "1989-1990", "2016-2017" - 18th of May - 65% VRE, 13% U
ref11 | fourth 3-year results (iter4_2_3h) - "2005-2006", "1989-1990", "2003-2004" - 19th of May - 67% VRE, 12% U
ref12 | fourth 3-year results (iter4_2) - "2005-2006", "1989-1990", "2003-2004" -22nd of May - 67% VRE, 12% U
ref13 | new selection of years, disregarding long duration below 80 GW (iter1_3) - "2002-2003", "1996-1997", "2003-2004" - 26th of May - 68 % VRE, 13% U
ref14 | run 2 after new selection (iter2_3) now also using abs_sum/sse since predetermined years already cover the extreme parts - 2002-2003, 1996-1997, 2014-2015 - 31st of May - 62% VRE, 14.5% U
ref15 | base2extreme2 from iter2_3 - (1996-1997, 2002-2003, 2003-2004, 2010-2011) - 64.5 % VRE, 13 % U
ref16 | base3extreme2 from iter2_3 - (1989-1990, 1996-1997, 2002-2003, 2003-2004, 2010-2011) - 64.5 % VRE, 12 % U <- This is the Set (3opt.) in the paper
ref17 | base4extreme2 from iter2_3 - (1989-1990", "1990-1991", "1996-1997", "2002-2003", "2003-2004", "2010-2011") - 64.5 % VRE, 12 % U
ref18 | singleyear_2016to2017_1h - 67 % VRE, 10 % U
ref19 | iter1_start16 - 2002-2003, 2014-2015, 1986-1987, 1989-1990 - 66% VRE, 13% U
ref20 | iter2_start16 - 1986-1987, 1996-1997, 1995-1996, 2014-2015 - 64% VRE, 15% U
ref21 | iter2_start16 - 2002-2003, 1996-1997, 1995-1996, 2014-2015 - 64% VRE, 15% U
ref22 | iter2_start16 - 2003-2004, 2009-2010, 1996-1997, 2002-2003 - 66.5% VRE, 12.5% U, 15th of June <- This is the Set (2 opt.) in the paper
ref23 | base4extreme2 iter2 - (2002-2003, 1996-1997, 1995-1996, 1997-1998, 2004-2005, 2018-2019) - 18 June <- This is the Set (4 opt.) in the paper
ref24 | allopt2_i1 - 86-87, 16-17 - 15 July
ref25 | allopt2_i2 - "2000-2001", "2016-2017" - 16 July
ref26 | allopt3_i1 - 1981-1982 1992-1993 1999-2000 - 16 July
ref27 | allopt2_i3 - "2000-2001", "2016-2017" - 19 July
ref28 | allopt3_i2 - "1981-1982", "1999-2000", "2016-2017" - 20 July
ref29 | allopt3_i3 - "1981-1982", "2014-2015", "2016-2017" - 20 July
ref30 | allopt4_i1 - "1981-1982", "1982-1983", "1985-1986", "2018-2019" - 21 July
ref31 | allopt3_i4 - "1981-1982", "1999-2000", "2016-2017"- 22 July
ref32 | allopt3_i5
ref33 | allopt4_i2 - "1980-1981", "1992-1993", "1996-1997", "2014-2015" - 23 July
Found error in fingerprintmatching.jl on the 6th of Sep
ref111 | 2 HP + 1 opt, first iteration | Naming system:
ref112 | 1 opt, 2nd iteration | ref X Y Z
ref121 | 2 HP + 2 opt, first iteration | X = algorithm variant, e.g. which starting-point is used or what steplength is used
ref131 | 2 HP + 3 opt, first iteration | Y = number of optimized years
ref141 | 2 HP + 4 opt, first iteration | Z = iteration #
ref122 | 2 opt, 2nd iteration
ref123 | 2 opt, 3rd iteration | ref1## = 2016-2017 as starting-point
ref124 | 2 opt, 4th iteration | ref2## = 2012 as starting-point
ref142 | 4 opt, 2nd i | ref3## = half step-size
ref132 | 3opt, 2nd iteration | ref3##_out = result from a half step-size run
ref133 | 3opt, 3rd iteration
ref134 | 3opt, 4th iteration
ref151 | 5opt, 1st iteration
ref331 | 3 opt, half step-size, 1st i
ref211 | 1 opt, 2012 starting point, 1st i

## cap_comp
2012 only (ref?) | [8 empty] | iter1 (ref5) | [7 empty] | iter2 (ref6) | [7 empty] | 2003-2004 only
| SE_S | DE_N | DE_S | NO_S | SE_NO_N | FI |  |  |  | SE_S | DE_N | DE_S | NO_S | SE_NO_N | FI |  |  | SE_S | DE_N | DE_S | NO_S | SE_NO_N | FI |  |  | SE_S | DE_N | DE_S | NO_S | SE_NO_N | FI
RO | 1.5373 |  |  | 16.3437 | 11.0512 | 3.097 | 32.0292 |  | RO | 1.5373 |  |  | 16.3437 | 11.0512 | 3.097 | 32.0292 | RO | 1.5373 |  |  | 16.3437 | 11.0512 | 3.097 | 32.0292 | RO | 1.5373 |  |  | 16.3437 | 11.0512 | 3.097 | 32.0292
b |  |  | 2.12 |  |  |  | 2.12 |  | b |  |  | 2.12 |  |  |  | 2.12 | b |  |  | 2.12 |  |  |  | 2.12 | b |  |  | 2.12 |  |  |  | 2.12
B_CHP |  | 0.66 |  |  |  |  | 0.66 |  | B_CHP |  | 0.66 |  |  |  |  | 0.66 | B_CHP |  | 0.66 |  |  |  |  | 0.66 | B_CHP |  | 0.66 |  |  |  |  | 0.66
H |  | 2.282 | 3.115 |  | 0.0405 |  | 5.4375 |  | H |  | 2.282 | 3.115 |  | 0.0405 |  | 5.4375 | H |  | 2.282 | 3.115 |  | 0.0405 |  | 5.4375 | H |  | 2.282 | 3.115 |  | 0.0405 |  | 5.4375
H_CHP |  |  | 0.911 |  |  | 0.125 | 1.036 |  | H_CHP |  |  | 0.911 |  |  | 0.125 | 1.036 | H_CHP |  |  | 0.911 |  |  | 0.125 | 1.036 | H_CHP |  |  | 0.911 |  |  | 0.125 | 1.036
W | 0.093 | 0.032 | 0.0125 |  | 0.023 | 0.26 | 0.4205 |  | W | 0.093 | 0.032 | 0.0125 |  | 0.023 | 0.26 | 0.4205 | W | 0.093256 | 0.032275 | 0.012788 |  | 0.023233 | 0.26025 | 0.4218 | W | 0.093 | 0.032 | 0.0125 |  | 0.023 | 0.26 | 0.4205
W_CHP | 0.4321 | 0.0661 | 1.6264 |  | 0.0112 | 0.181 | 2.3168 |  | W_CHP | 0.4321 | 0.0661 | 0.01711 |  | 0.0112 | 0.181 | 0.70751 | W_CHP | 0.4322 | 0.066207 | 0.017238 |  | 0.0112 | 0.181 | 0.70785 | W_CHP | 0.4321 | 0.0661 | 0.01711 |  | 0.0112 | 0.181 | 0.70751
WG_CHP | 1.5891 | 1.4479 | 7.8119 |  |  | 0.57864 | 11.4275 |  | WA_CHP | 0.197 | 0.0732 | 0.0432 | 0.01305 |  | 0.18 | 0.50645 | WA_CHP | 0.197 | 0.0732 | 0.0432 | 0.01305 |  | 0.18 | 0.50645 | WA_CHP | 0.197 | 0.0732 | 0.0432 | 0.01305 |  | 0.18 | 0.50645
WA_CHP | 0.197 | 0.0732 | 0.0432 | 0.01305 |  | 0.18 | 0.50645 |  | U | 0.00016741 | 0.00017391 | 53.4945 | 0.00014835 | 0.00013438 | 1.6 | 55.0951 | U |  |  | 46.3888 |  |  | 1.6 | 47.9888 | U |  |  | 48.2856 |  |  | 1.6 | 49.8856
U |  |  | 59.9602 |  |  | 1.6 | 61.5602 |  | WONA2 |  |  | 10.1888 |  |  |  | 10.1888 | WONA2 |  |  | 10.1888 |  |  |  | 10.1888 | WONA2 |  |  | 10.1889 |  |  |  | 10.1889
WONA1 |  |  | 2.0427 |  |  |  | 2.0427 |  | WONA3 |  |  | 13.2666 |  |  | 0.00016127 | 13.2668 | WONA3 |  |  | 13.2666 |  |  | 9.4961 | 22.7627 | WONA3 |  |  | 13.2666 |  |  |  | 13.2666
WONA2 |  |  | 10.1889 |  |  |  | 10.1889 |  | WONA4 | 10.3642 | 13.5628 | 13.3568 | 1.69 | 8.3123 | 4.7434 | 52.0295 | WONA4 | 10.3642 | 13.5628 | 13.3568 | 5.1762 | 10.048 | 4.7434 | 57.2515 | WONA4 | 10.3642 | 13.5628 | 13.3568 | 5.1762 | 6.9025 | 4.7434 | 54.106
WONA3 |  |  | 13.2666 | 0.07841 |  | 6.9951 | 20.3401 |  | WONA5 | 4.5676 | 14.6853 | 0.80931 | 4.7459 | 12.6731 | 1.0078 | 38.489 | WONA5 | 4.5676 | 14.6853 | 0.80931 | 4.7459 | 12.6731 | 1.0078 | 38.489 | WONA5 | 4.5676 | 14.6853 | 0.80931 | 4.7459 | 12.6731 | 1.0078 | 38.489
WONA4 | 10.3642 | 13.5628 | 13.3568 | 5.1762 | 9.6392 | 4.7434 | 56.8426 |  | WOFF2 | 0.17469 | 9.1934 |  |  | 0.01731 | 0.071 | 9.4564 | WOFF2 | 0.17469 | 9.1934 |  |  | 0.01731 | 0.071 | 9.4564 | WOFF2 | 0.17469 | 9.1934 |  |  | 0.01731 | 0.071 | 9.4564
WONA5 | 4.5676 | 14.6853 | 0.80931 | 4.7459 | 12.6731 | 1.0078 | 38.489 |  | WOFF3 |  | 3.8136 |  | 0.006 |  |  | 3.8196 | WOFF3 |  | 3.8136 |  |  |  |  | 3.8136 | WOFF3 |  | 3.8136 |  |  |  |  | 3.8136
WOFF2 | 0.17469 | 9.1934 |  |  | 0.01731 | 0.071 | 9.4564 |  | WOFF4 | 8.9333 |  |  |  |  | 1.8616 | 10.7949 | WOFF4 | [5 empty] | 2.1074 | 2.1074 | WOFF4 | 16.7266 |  |  |  |  | 1.4343 | 18.1609
WOFF3 |  | 3.8136 |  |  |  |  | 3.8136 |  | WOFF5 | 13.6085 | 112.064 |  | 5.8691 |  | 14.0597 | 145.6013 | WOFF5 | 23.1441 | 118.435 |  | 2.9293 |  | 8.5831 | 153.0915 | WOFF5 | 9.643 | 119.345 |  | 2.3577 |  | 15.2483 | 146.5941
WOFF4 | 1.8972 | [5 empty] | 1.8972 |  | RR |  | 4 |  |  |  |  | 4 | RR |  | 4 |  |  |  |  | 4 | RR |  | 4 |  |  |  |  | 4
WOFF5 | 20.4204 | 139.951 |  | 3.6029 |  | 13.1843 | 177.1585 |  | PVPA1 | 17.2031 | 19.6527 | 36.8452 | 0.00028547 | 0.06293 | 17.8708 | 91.635 | PVPA1 | 17.7919 | 19.6527 | 36.8452 |  | 0.06293 | 18.4457 | 92.7984 | PVPA1 | 18.016 | 19.6527 | 36.8452 |  | 0.06293 | 21.0982 | 95.675
RR |  | 4 |  |  |  |  | 4 |  | PVPA2 | 30.6927 | 193.265 | 184.44 | 15.9501 |  | 1.3289 | 425.6767 | PVPA2 | 30.6927 | 193.176 | 184.44 | 14.4322 |  | 1.3289 | 424.0698 | PVPA2 | 30.6927 | 198.242 | 184.44 | 16.5927 |  | 1.3289 | 431.2963
PVPA1 | 1.1572 | 19.6528 | 36.8452 |  | 0.06293 | 1.1297 | 58.8478 |  | PVR2 |  |  | 6.3357 |  |  |  | 6.3357 | PVR2 |  |  | 29.5079 |  |  |  | 29.5079 | PVR2 |  |  | 3.8914 |  |  |  | 3.8914
PVPA2 | 30.6927 | 9.6175 | 184.44 | 2.8364 |  | 1.3289 | 228.9154 |  | HP | 3.3575 | 1.8091 | 5.4234 | 0.17336 | 0.25165 | 2.2864 | 13.3014 | HP | 3.376 | 0.58013 | 3.8941 | 0.18707 | 0.23347 | 2.1382 | 10.409 | HP | 3.3821 | 0.46677 | 4.1033 | 0.19401 | 0.33584 | 2.1392 | 10.6213
HP | 4.1542 | 4.4519 | 4.8494 | 0.27283 | 0.36099 | 2.3872 | 16.4766 |  | WG | 1.8385 | 0.00065018 | 18.9695 |  |  | 1.1296 | 21.9382 | WG |  |  | 15.2263 |  |  | 0.27772 | 15.504 | WG |  |  | 14.3805 |  |  |  | 14.3805
WG | 0.092385 | 8.5157 | 11.7552 | 0.71134 |  | 2.0659 | 23.1405 |  | WG_peak | 8.9567 | 29.1427 | 8.5115 | 0.011414 | 0.00018729 | 2.5316 | 49.1542 | WG_peak | 16.1821 | 40.2284 | 12.9319 | 2.8781 |  | 4.5482 | 76.7687 | WG_peak | 1.1713 | 17.2729 | 4.009 | 0.55151 |  | 1.8181 | 24.8229
WG_peak |  | 11.7217 | 3.1243 |  |  |  | 14.846 |  | electrolyser | 6.8589 | 19.549 | 26.3226 | 2.1957 | 6.6029 | 4.6229 | 66.152 | electrolyser | 6.7253 | 20.3985 | 23.9943 | 2.4726 | 6.0489 | 5.0205 | 64.66 | electrolyser | 6.3983 | 20.0055 | 23.2433 | 2.4565 | 6.1199 | 4.7931 | 63.0167
electrolyser | 6.1713 | 18.6623 | 22.5639 | 2.0798 | 6.1212 | 4.492 | 60.0905 |  | EB | 7.156 | 17.6949 | 23.6894 | 0.52802 | 1.4691 | 1.2029 | 51.7403 | EB | 6.6482 | 25.9278 | 29.768 | 0.29148 | 1.0168 | 1.336 | 64.9883 | EB | 6.106 | 26.2212 | 25.3257 | 0.23872 | 0.215 | 1.145 | 59.2516
EB | 5.8496 | 2.7683 | 7.1073 | 0.29027 | 1.4787 | 2.7547 | 20.2489 |  | H2store | 320.169 | 960.756 | 1286.89 | 106.142 | 299.625 | 279.717 | 3253.299 | H2store | 333.919 | 1225.62 | 1042.23 | 88.0498 | 172.976 | 243.974 | 3106.7688 | H2store | 239.704 | 1270.86 | 1100.84 | 83.2424 | 191.707 | 242.742 | 3129.0954
H2store | 322.764 | 932.549 | 970.418 | 112.489 | 165.477 | 293.192 | 2796.889 |  | bat | 28.1915 | 313.154 | 218.873 | 14.6291 | 0.003975 | 31.1891 | 606.0407 | bat | 41.8539 | 401.509 | 336.229 | 5.1984 |  | 20.9445 | 805.7348 | bat | 51.917 | 407.154 | 302.103 | 13.1561 |  | 50.3326 | 824.6627
bat | 48.969 | 193.121 | 185.708 | 15.9288 |  | 46.787 | 490.5138 |  | bat_cap | 4.8965 | 45.2431 | 38.031 | 4.3901 | 0.0021747 | 4.7253 | 97.2882 | bat_cap | 6.6782 | 55.3687 | 54.7053 | 1.2337 |  | 3.8781 | 121.8641 | bat_cap | 7.8689 | 50.3655 | 44.2861 | 2.8179 |  | 6.2121 | 111.5505
bat_cap | 9.2113 | 31.8462 | 47.7077 | 2.8069 |  | 5.1999 | 96.772 |  | WGCCS |  |  | 0.52661 |  |  |  | 0.52661
WGCCS |  |  | 4.0861 |  |  |  | 4.0861
0
0
0
|  |  | RO | SE_S | 1.5373
|  |  | RO | NO_S | 16.3437 |  |  | 47.51
|  |  | RO | SE_NO_N | 11.0512 |  |  | 1.6
|  |  | RO | FI | 3.097

## ref999
tech | I_reg | capacity
H2store | DE_N | 1048.35
H2store | DE_S | 976.103
bat | DE_S | 426.779
H2store | SE_S | 308.055
bat | DE_N | 261.445
H2store | FI | 243.475
H2store | SE_NO_N | 199.224
PVPA2 | DE_S | 184.44
PVPA2 | DE_N | 170.009
WOFF5 | DE_N | 115.981
H2store | NO_S | 85.4985
PVR2 | DE_S | 83.933
bat_cap | DE_S | 63.4309
U | DE_S | 49.1777
WG_peak | DE_N | 43.0066
PVPA1 | DE_S | 36.8452
bat | SE_S | 33.0076
bat_cap | DE_N | 32.6714
EB | DE_S | 30.8369
PVPA2 | SE_S | 30.6927
electrolyser | DE_S | 25.5356
bat | FI | 24.717
EB | DE_N | 23.0186
PVPA1 | FI | 21.5674
electrolyser | DE_N | 19.7537
WG | DE_S | 19.6814
PVPA1 | DE_N | 19.6527
WOFF5 | SE_S | 19.6329
PVPA1 | SE_S | 19.1491
PVPA2 | NO_S | 18.4506
WONA3 | FI | 16.3998
RO | NO_S | 16.3437
WONA5 | DE_N | 14.6853
WONA4 | DE_N | 13.5628
WONA4 | DE_S | 13.3568
WONA3 | DE_S | 13.2666
WONA5 | SE_NO_N | 12.6731
RO | SE_NO_N | 11.0512
WG_peak | SE_S | 10.5444
WONA4 | SE_S | 10.3642
WONA2 | DE_S | 10.1889
WONA4 | SE_NO_N | 9.7788
WOFF2 | DE_N | 9.1934
EB | SE_S | 8.2059
electrolyser | SE_S | 6.65
electrolyser | SE_NO_N | 6.3059
WOFF5 | FI | 6.2832
bat | NO_S | 6.1339
WG_peak | DE_S | 5.5268
bat_cap | SE_S | 5.47
WONA4 | NO_S | 5.1762
electrolyser | FI | 4.9396
WG_peak | FI | 4.906
WONA5 | NO_S | 4.7459
WONA4 | FI | 4.7434
WONA5 | SE_S | 4.5676
HP | DE_S | 4.4106
RR | DE_N | 4
bat_cap | FI | 3.8509
WOFF3 | DE_N | 3.8136
EB | FI | 3.4257
HP | SE_S | 3.3381
H | DE_S | 3.115
RO | FI | 3.097
WG_peak | NO_S | 3.0856
WG | SE_S | 2.8287
electrolyser | NO_S | 2.4076
H | DE_N | 2.282
HP | FI | 2.1803
WOFF5 | NO_S | 2.1669
b | DE_S | 2.12
bat_cap | NO_S | 2.033
WOFF4 | SE_S | 1.7397
U | FI | 1.6
RO | SE_S | 1.5373
WG | FI | 1.3995
HP | DE_N | 1.3335
PVPA2 | FI | 1.3289
EB | SE_NO_N | 1.3154
WONA5 | FI | 1.0078
H_CHP | DE_S | 0.911
WONA5 | DE_S | 0.80931
B_CHP | DE_N | 0.66
EB | NO_S | 0.52142
W_CHP | SE_S | 0.4321
HP | SE_NO_N | 0.24526
HP | NO_S | 0.18656

## ref162
tech | I_reg | capacity
H2store | DE_N | 1091.97
H2store | DE_S | 916.519
bat | DE_S | 399.018
H2store | SE_S | 289.333
bat | DE_N | 275.856
H2store | FI | 250.956
H2store | SE_NO_N | 189.556
PVPA2 | DE_S | 184.44
PVPA2 | DE_N | 159.529
WOFF5 | DE_N | 119.791
H2store | NO_S | 86.6556
PVR2 | DE_S | 79.5135
bat_cap | DE_S | 60.541
bat | FI | 54.6363
U | DE_S | 47.5322
PVPA1 | DE_S | 36.8452
bat | SE_S | 35.1509
bat_cap | DE_N | 34.7568
WG_peak | DE_N | 33.1797
PVPA2 | SE_S | 30.6927
EB | DE_S | 27.655
electrolyser | DE_S | 25.3681
EB | DE_N | 24.4088
PVPA1 | FI | 22.199
WG | DE_S | 21.7538
electrolyser | DE_N | 20.2647
PVPA1 | DE_N | 19.6527
WOFF5 | SE_S | 18.6106
PVPA1 | SE_S | 17.4545
PVPA2 | NO_S | 16.9728
RO | NO_S | 16.3437
WOFF5 | FI | 15.5883
WONA5 | DE_N | 14.6853
WONA4 | DE_N | 13.5628
WONA4 | DE_S | 13.3568
WONA3 | DE_S | 13.2666
WONA5 | SE_NO_N | 12.6731
RO | SE_NO_N | 11.0512
WONA4 | SE_S | 10.3642
WONA2 | DE_S | 10.1889
WONA4 | SE_NO_N | 9.87287
WOFF2 | DE_N | 9.19338
WG_peak | SE_S | 8.86087
bat | NO_S | 7.67675
EB | SE_S | 7.17402
electrolyser | SE_S | 6.49196
bat_cap | FI | 6.42732
electrolyser | SE_NO_N | 6.16075
bat_cap | SE_S | 5.8252
WONA4 | NO_S | 5.17623
electrolyser | FI | 4.84792
WONA5 | NO_S | 4.74589
WONA4 | FI | 4.74342
WONA5 | SE_S | 4.5676
HP | DE_S | 4.36498
RR | DE_N | 4
WG_peak | DE_S | 3.83878
WOFF3 | DE_N | 3.81362
WOFF4 | SE_S | 3.78837
HP | SE_S | 3.62318
WG_peak | FI | 3.52157
EB | FI | 3.41225
H | DE_S | 3.115
RO | FI | 3.097
electrolyser | NO_S | 2.34681
H | DE_N | 2.282
WOFF5 | NO_S | 2.20824
HP | FI | 2.16776
b | DE_S | 2.12
WG_peak | NO_S | 1.93249
bat_cap | NO_S | 1.75707
WG | SE_S | 1.68428
U | FI | 1.6
RO | SE_S | 1.53732
PVPA2 | FI | 1.32886
EB | SE_NO_N | 1.23601
HP | DE_N | 1.10369
WONA5 | FI | 1.00784
WG | FI | 0.959498
H_CHP | DE_S | 0.911
WONA3 | FI | 0.822166
WONA5 | DE_S | 0.80931
EB | NO_S | 0.735877
B_CHP | DE_N | 0.66
W_CHP | SE_S | 0.4321
HP | SE_NO_N | 0.243727
HP | NO_S | 0.180701

## ref153
tech | I_reg | capacity
H2store | DE_N | 1105.49
H2store | DE_S | 900.977
bat | DE_S | 413.734
H2store | SE_S | 270.052
bat | DE_N | 269.09
H2store | FI | 255.764
H2store | SE_NO_N | 199.101
PVPA2 | DE_S | 184.44
PVPA2 | DE_N | 159.974
WOFF5 | DE_N | 119.969
H2store | NO_S | 86.9095
PVR2 | DE_S | 85.1107
bat_cap | DE_S | 63.1386
bat | FI | 54.9146
U | DE_S | 47.5649
PVPA1 | DE_S | 36.8452
bat | SE_S | 34.5639
bat_cap | DE_N | 33.2309
WG_peak | DE_N | 33.1451
PVPA2 | SE_S | 30.6927
EB | DE_S | 28.0647
electrolyser | DE_S | 25.4647
EB | DE_N | 24.678
WG | DE_S | 22.9727
PVPA1 | FI | 22.2411
electrolyser | DE_N | 20.3422
PVPA1 | DE_N | 19.6527
WOFF5 | SE_S | 18.6972
PVPA2 | NO_S | 17.507
RO | NO_S | 16.3437
PVPA1 | SE_S | 15.8542
WOFF5 | FI | 15.7919
WONA5 | DE_N | 14.6853
WONA4 | DE_N | 13.5628
WONA4 | DE_S | 13.3568
WONA3 | DE_S | 13.2666
WONA5 | SE_NO_N | 12.6731
RO | SE_NO_N | 11.0512
WONA4 | SE_S | 10.3642
WONA2 | DE_S | 10.1889
WONA4 | SE_NO_N | 9.99291
WOFF2 | DE_N | 9.19338
WG_peak | SE_S | 9.10249
bat | NO_S | 7.97831
EB | SE_S | 7.56462
electrolyser | SE_S | 6.46014
bat_cap | FI | 6.45654
electrolyser | SE_NO_N | 6.24335
bat_cap | SE_S | 5.72791
WONA4 | NO_S | 5.17623
electrolyser | FI | 4.98427
WONA5 | NO_S | 4.74589
WONA4 | FI | 4.74342
WONA5 | SE_S | 4.5676
HP | DE_S | 4.28545
RR | DE_N | 4
WOFF4 | SE_S | 3.97011
WOFF3 | DE_N | 3.81362
EB | FI | 3.71268
WG_peak | FI | 3.46868
HP | SE_S | 3.45909
H | DE_S | 3.115
RO | FI | 3.097
electrolyser | NO_S | 2.3546
H | DE_N | 2.282
WOFF5 | NO_S | 2.16195
HP | FI | 2.13103
b | DE_S | 2.12
WG_peak | DE_S | 2.08542
WG_peak | NO_S | 1.9006
bat_cap | NO_S | 1.84475
U | FI | 1.6
RO | SE_S | 1.53732
WG | SE_S | 1.44134
PVPA2 | FI | 1.32886
EB | SE_NO_N | 1.10676
HP | DE_N | 1.08325
WONA5 | FI | 1.00784
WG | FI | 0.968842
WONA3 | FI | 0.929699
H_CHP | DE_S | 0.911
WONA5 | DE_S | 0.80931
EB | NO_S | 0.703845
B_CHP | DE_N | 0.66
W_CHP | SE_S | 0.4321
HP | SE_NO_N | 0.247034
HP | NO_S | 0.180042

## ref136b
tech | I_reg | capacity
H2store | DE_N | 967.844
H2store | DE_S | 907.364
H2store | SE_S | 324.785
bat | DE_S | 324.225
bat | DE_N | 316.672
H2store | FI | 247.922
PVPA2 | DE_N | 193.32
PVPA2 | DE_S | 184.44
H2store | SE_NO_N | 148.605
WOFF5 | DE_N | 110.142
H2store | NO_S | 100.237
U | DE_S | 53.2415
bat_cap | DE_S | 53.1459
bat | SE_S | 47.5314
bat_cap | DE_N | 44.9818
bat | FI | 37.6701
PVPA1 | DE_S | 36.8452
PVR2 | DE_S | 35.5419
PVPA2 | SE_S | 30.6927
WG_peak | DE_N | 29.3528
electrolyser | DE_S | 25.4291
PVPA2 | NO_S | 20.642
EB | DE_N | 20.2629
PVPA1 | SE_S | 20.0914
EB | DE_S | 19.7288
PVPA1 | DE_N | 19.6527
PVPA1 | FI | 18.9716
electrolyser | DE_N | 18.801
WG | DE_S | 18.5441
bat | NO_S | 17.6127
RO | NO_S | 16.3437
WONA5 | DE_N | 14.6853
WOFF4 | SE_S | 14.3189
WONA4 | DE_N | 13.5628
WONA4 | DE_S | 13.3568
WONA3 | DE_S | 13.2666
WONA5 | SE_NO_N | 12.6731
RO | SE_NO_N | 11.0512
WOFF5 | FI | 10.943
bat_cap | SE_S | 10.8368
WONA4 | SE_S | 10.3642
WONA2 | DE_S | 10.1889
WG_peak | DE_S | 9.3253
WOFF2 | DE_N | 9.1934
WONA3 | FI | 9.0337
WOFF5 | SE_S | 8.2033
WONA4 | SE_NO_N | 8.0012
electrolyser | SE_S | 6.5787
bat_cap | FI | 6.1389
electrolyser | SE_NO_N | 5.8991
EB | SE_S | 5.7946
WONA3 | DE_N | 5.7881
WG_peak | SE_S | 5.4244
HP | DE_S | 5.1968
WONA4 | NO_S | 5.1762
WONA5 | NO_S | 4.7459
WONA4 | FI | 4.7434
WONA5 | SE_S | 4.5676
electrolyser | FI | 4.5536
bat_cap | NO_S | 4.458
RR | DE_N | 4
WOFF3 | DE_N | 3.8136
HP | SE_S | 3.6444
H | DE_S | 3.115
RO | FI | 3.097
WG_peak | FI | 2.9831
WG | DE_N | 2.8019
WOFF5 | NO_S | 2.5889
WG | SE_S | 2.3597
H | DE_N | 2.282
electrolyser | NO_S | 2.2334
HP | FI | 2.2075
EB | FI | 2.1728
b | DE_S | 2.12
HP | DE_N | 1.8489
U | FI | 1.6
RO | SE_S | 1.5373
PVPA2 | FI | 1.3289
EB | SE_NO_N | 1.2055
WONA5 | FI | 1.0078
H_CHP | DE_S | 0.911
WONA5 | DE_S | 0.80931
WOFF4 | FI | 0.66578
B_CHP | DE_N | 0.66
WG_peak | NO_S | 0.45957
W_CHP | SE_S | 0.4321
HP | SE_NO_N | 0.27407
HP | NO_S | 0.22655
EB | NO_S | 0.17722
WG | FI | 0.081208

## ref135b
tech | I_reg | capacity
H2store | DE_N | 1102.77
H2store | DE_S | 991.926
bat | DE_S | 348.093
H2store | SE_S | 322.404
bat | DE_N | 264.142
H2store | FI | 231.364
PVPA2 | DE_S | 184.44
H2store | SE_NO_N | 155.656
PVPA2 | DE_N | 153.45
WOFF5 | DE_N | 117.241
H2store | NO_S | 100.74
bat_cap | DE_S | 57.6857
U | DE_S | 50.8265
PVR2 | DE_S | 48.4971
WG_peak | DE_N | 41.2739
bat_cap | DE_N | 36.9609
PVPA1 | DE_S | 36.8452
bat | FI | 36.1325
EB | DE_N | 31.3825
EB | DE_S | 31.2916
PVPA2 | SE_S | 30.6927
bat | SE_S | 26.1876
electrolyser | DE_S | 25.4242
PVPA2 | NO_S | 24.7633
PVPA1 | DE_N | 19.6527
electrolyser | DE_N | 19.5745
WG | DE_S | 18.1557
PVPA1 | FI | 17.0953
RO | NO_S | 16.3437
bat | NO_S | 15.0999
WONA5 | DE_N | 14.6853
WONA4 | DE_N | 13.5628
WONA4 | DE_S | 13.3568
PVPA1 | SE_S | 13.2677
WONA3 | DE_S | 13.2666
WONA5 | SE_NO_N | 12.6731
WOFF5 | SE_S | 11.4009
WOFF4 | SE_S | 11.2792
RO | SE_NO_N | 11.0512
WONA4 | SE_S | 10.3642
WONA2 | DE_S | 10.1889
WG_peak | DE_S | 9.526
WOFF2 | DE_N | 9.1934
WOFF4 | FI | 9.0045
WONA4 | SE_NO_N | 8.9215
WOFF5 | FI | 8.1395
WG_peak | SE_S | 8.0956
electrolyser | SE_S | 6.7681
EB | SE_S | 6.7382
bat_cap | SE_S | 6.0085
bat_cap | FI | 5.9308
electrolyser | SE_NO_N | 5.8943
WONA4 | NO_S | 5.1762
WONA5 | NO_S | 4.7459
WONA4 | FI | 4.7434
electrolyser | FI | 4.6471
WONA5 | SE_S | 4.5676
HP | DE_S | 4.2738
RR | DE_N | 4
WG | DE_N | 3.9604
WOFF3 | DE_N | 3.8136
WG | SE_S | 3.6688
HP | SE_S | 3.5272
bat_cap | NO_S | 3.5269
H | DE_S | 3.115
RO | FI | 3.097
WG_peak | FI | 2.7402
electrolyser | NO_S | 2.5069
EB | FI | 2.3096
H | DE_N | 2.282
b | DE_S | 2.12
HP | FI | 2.0238
WG_peak | NO_S | 1.9564
U | FI | 1.6
RO | SE_S | 1.5373
PVPA2 | FI | 1.3289
WONA5 | FI | 1.0078
H_CHP | DE_S | 0.911
WONA5 | DE_S | 0.80931
HP | DE_N | 0.8032
EB | SE_NO_N | 0.76088
EB | NO_S | 0.7422
B_CHP | DE_N | 0.66
WG | FI | 0.46333
W_CHP | SE_S | 0.4321
HP | SE_NO_N | 0.29031
WG | NO_S | 0.1762
HP | NO_S | 0.17151

## ref36
tech | I_reg | capacity
H2store | DE_N | 1017.0265
H2store | DE_S | 1015.869
H2store | SE_S | 386.9425
bat | DE_N | 308.08
bat | DE_S | 300.3675
H2store | FI | 264.018
H2store | SE_NO_N | 200.6265
PVPA2 | DE_N | 196.8145
PVPA2 | DE_S | 184.44
WOFF5 | DE_N | 114.4155
H2store | NO_S | 100.4654
U | DE_S | 56.9519
bat | SE_S | 52.5761
bat_cap | DE_S | 49.2069
bat_cap | DE_N | 43.9748
PVPA1 | DE_S | 36.8452
PVPA2 | SE_S | 30.6927
bat | FI | 30.1428
WG_peak | DE_N | 29.1573
electrolyser | DE_S | 25.4844
EB | DE_N | 22.8427
PVPA1 | SE_S | 19.9851
PVPA1 | DE_N | 19.6527
electrolyser | DE_N | 19.5597
PVPA2 | NO_S | 18.9365
WG | DE_S | 16.6872
PVPA1 | FI | 16.5068
RO | NO_S | 16.3437
EB | DE_S | 16.008
WOFF4 | SE_S | 15.2271
bat | NO_S | 15.1707
WONA5 | DE_N | 14.6853
WONA4 | DE_N | 13.5628
WONA4 | DE_S | 13.3568
WONA3 | DE_S | 13.2666
WONA5 | SE_NO_N | 12.6731
WOFF5 | FI | 11.7106
RO | SE_NO_N | 11.0512
PVR2 | DE_S | 10.4839
WONA4 | SE_S | 10.3642
WONA2 | DE_S | 10.1889
WG_peak | DE_S | 9.4224
WOFF2 | DE_N | 9.1934
bat_cap | SE_S | 8.7997
WONA4 | SE_NO_N | 8.5101
WOFF5 | SE_S | 6.6781
electrolyser | SE_S | 6.6457
WG_peak | SE_S | 6.471
electrolyser | SE_NO_N | 6.2047
EB | SE_S | 5.8069
HP | DE_S | 5.5445
WONA4 | NO_S | 5.1762
bat_cap | FI | 4.8723
WONA5 | NO_S | 4.7459
WONA4 | FI | 4.7434
electrolyser | FI | 4.6231
WONA5 | SE_S | 4.5676
WONA3 | FI | 4.1735
RR | DE_N | 4
WOFF3 | DE_N | 3.8136
HP | SE_S | 3.5787
bat_cap | NO_S | 3.5376
WOFF4 | FI | 3.4397
H | DE_S | 3.115
RO | FI | 3.097
WG_peak | FI | 2.9751
WONA3 | DE_N | 2.8941
EB | FI | 2.4103
H | DE_N | 2.282
electrolyser | NO_S | 2.2628
WOFF5 | NO_S | 2.2492
b | DE_S | 2.12
HP | FI | 2.0842
HP | DE_N | 1.6426
EB | SE_NO_N | 1.6001
U | FI | 1.6
WG_peak | NO_S | 1.5584
RO | SE_S | 1.5373
PVPA2 | FI | 1.3289
WG | SE_S | 1.1063
WG | DE_N | 1.0699
WONA5 | FI | 1.0078
H_CHP | DE_S | 0.911
WONA5 | DE_S | 0.80931
B_CHP | DE_N | 0.66
WG | FI | 0.45425
W_CHP | SE_S | 0.4321
HP | SE_NO_N | 0.24208
HP | NO_S | 0.21766
EB | NO_S | 0.20327
W | FI | 0.13
WA_CHP | SE_S | 0.0985
W_CHP | FI | 0.0905
WA_CHP | FI | 0.09
WOFF2 | SE_S | 0.087345
H_CHP | FI | 0.0625
W | SE_S | 0.0465
WA_CHP | DE_N | 0.0366
WOFF2 | FI | 0.0355
W_CHP | DE_N | 0.03305
PVPA1 | SE_NO_N | 0.031465
WA_CHP | DE_S | 0.0216
H | SE_NO_N | 0.02025
W | DE_N | 0.016
W | SE_NO_N | 0.0115
WOFF2 | SE_NO_N | 0.008655
W_CHP | DE_S | 0.008555
WA_CHP | NO_S | 0.006525
W | DE_S | 0.00625
W_CHP | SE_NO_N | 0.0056

## ref35_out
tech | I_reg | capacity
H2store | DE_N | 937.143
H2store | DE_S | 896.078
H2store | SE_S | 344.522
bat | DE_N | 341.706
bat | DE_S | 285.557
H2store | FI | 247.76
PVPA2 | DE_N | 209.064
PVPA2 | DE_S | 184.44
H2store | SE_NO_N | 170.258
WOFF5 | DE_N | 109.336
H2store | NO_S | 104.573
bat | SE_S | 62.8616
U | DE_S | 54.9822
bat_cap | DE_N | 48.5377
bat_cap | DE_S | 47.544
PVPA1 | DE_S | 36.8452
bat | FI | 33.1975
PVPA2 | SE_S | 30.6927
WG_peak | DE_N | 29.1076
electrolyser | DE_S | 25.1899
EB | DE_N | 21.6594
bat | NO_S | 20.2644
PVPA1 | SE_S | 20.0914
PVPA2 | NO_S | 19.8635
PVPA1 | DE_N | 19.6527
electrolyser | DE_N | 18.501
WG | DE_S | 18.3717
PVPA1 | FI | 18.2179
WOFF4 | SE_S | 17.0077
EB | DE_S | 16.6431
RO | NO_S | 16.3437
WONA5 | DE_N | 14.6853
WONA4 | DE_N | 13.5628
WONA4 | DE_S | 13.3568
WONA3 | DE_S | 13.2666
WONA5 | SE_NO_N | 12.6731
WOFF5 | FI | 11.0847
RO | SE_NO_N | 11.0512
PVR2 | DE_S | 10.4476
WONA4 | SE_S | 10.3642
bat_cap | SE_S | 10.3549
WONA2 | DE_S | 10.1889
WG_peak | DE_S | 9.6392
WOFF2 | DE_N | 9.1934
WONA3 | FI | 8.3469
WONA4 | SE_NO_N | 7.231
electrolyser | SE_S | 6.5388
electrolyser | SE_NO_N | 5.9876
WONA3 | DE_N | 5.7881
HP | DE_S | 5.499
bat_cap | FI | 5.4046
WOFF5 | SE_S | 5.2557
EB | SE_S | 5.1808
WONA4 | NO_S | 5.1762
WONA5 | NO_S | 4.7459
WONA4 | FI | 4.7434
WG_peak | SE_S | 4.5999
electrolyser | FI | 4.5704
WONA5 | SE_S | 4.5676
bat_cap | NO_S | 4.0517
RR | DE_N | 4
WOFF3 | DE_N | 3.8136
HP | SE_S | 3.6962
WG_peak | FI | 3.1275
H | DE_S | 3.115
RO | FI | 3.097
WOFF5 | NO_S | 2.7647
H | DE_N | 2.282
HP | FI | 2.2262
electrolyser | NO_S | 2.1819
WG | DE_N | 2.1399
b | DE_S | 2.12
EB | FI | 2.0251
WG | SE_S | 2.0097
HP | DE_N | 1.8632
U | FI | 1.6
RO | SE_S | 1.5373
EB | SE_NO_N | 1.3338
PVPA2 | FI | 1.3289
WOFF4 | FI | 1.2358
WONA5 | FI | 1.0078
H_CHP | DE_S | 0.911
WONA5 | DE_S | 0.80931
B_CHP | DE_N | 0.66
W_CHP | SE_S | 0.4321
HP | SE_NO_N | 0.27916
HP | NO_S | 0.22472
EB | NO_S | 0.17587
WG | FI | 0.17308
WG_peak | NO_S | 0.1127

## ref324
tech | I_reg | capacity
H2store | DE_N | 1131.63
H2store | DE_S | 944.973
bat | DE_S | 332.6265
H2store | SE_S | 318.117
bat | DE_N | 281.8505
H2store | FI | 256.8275
H2store | SE_NO_N | 208.995
PVPA2 | DE_S | 184.44
PVPA2 | DE_N | 164.6095
WOFF5 | DE_N | 116.608
H2store | NO_S | 85.8935
bat_cap | DE_S | 53.7843
U | DE_S | 51.7239
PVR2 | DE_S | 49.508
bat | FI | 44.7229
bat_cap | DE_N | 39.9646
PVPA1 | DE_S | 36.8452
bat | SE_S | 35.4825
WG_peak | DE_N | 34.82
PVPA2 | SE_S | 30.6927
EB | DE_S | 27.2583
electrolyser | DE_S | 24.8178
EB | DE_N | 22.1038
PVPA1 | FI | 21.7218
electrolyser | DE_N | 20.3019
PVPA1 | DE_N | 19.6527
WG | DE_S | 17.6372
PVPA2 | NO_S | 17.5801
RO | NO_S | 16.3437
PVPA1 | SE_S | 15.6547
WOFF5 | FI | 14.9114
WONA5 | DE_N | 14.6853
WONA4 | DE_N | 13.5628
WOFF5 | SE_S | 13.4637
WONA4 | DE_S | 13.3568
WONA3 | DE_S | 13.2666
WONA5 | SE_NO_N | 12.6731
RO | SE_NO_N | 11.0512
WONA4 | SE_S | 10.3642
WONA2 | DE_S | 10.1889
bat | NO_S | 10.1034
WONA4 | SE_NO_N | 9.3235
WOFF2 | DE_N | 9.1934
WG_peak | SE_S | 9.0129
WOFF4 | SE_S | 8.5599
bat_cap | SE_S | 8.3972
EB | SE_S | 7.9359
bat_cap | FI | 7.0707
electrolyser | SE_S | 6.5534
electrolyser | SE_NO_N | 6.3621
WG_peak | DE_S | 5.4962
WONA4 | NO_S | 5.1762
electrolyser | FI | 4.8461
WONA5 | NO_S | 4.7459
WONA4 | FI | 4.7434
WONA5 | SE_S | 4.5676
HP | DE_S | 4.3915
RR | DE_N | 4
WOFF3 | DE_N | 3.8136
EB | FI | 3.4902
HP | SE_S | 3.2858
H | DE_S | 3.115
RO | FI | 3.097
WG_peak | FI | 3.0576
WONA3 | DE_N | 2.894
bat_cap | NO_S | 2.773
electrolyser | NO_S | 2.3741
H | DE_N | 2.282
b | DE_S | 2.12
HP | FI | 1.9867
WG_peak | NO_S | 1.683
U | FI | 1.6
WONA3 | FI | 1.561
RO | SE_S | 1.5373
WG | DE_N | 1.5229
PVPA2 | FI | 1.3289
HP | DE_N | 1.2371
WOFF4 | NO_S | 1.1893
EB | SE_NO_N | 1.1483
WG | FI | 1.1198
WONA5 | FI | 1.0078
H_CHP | DE_S | 0.911
WONA5 | DE_S | 0.80931
WOFF5 | NO_S | 0.69844
B_CHP | DE_N | 0.66
EB | NO_S | 0.48147
WG | SE_S | 0.43257
W_CHP | SE_S | 0.4321
HP | SE_NO_N | 0.25992
HP | NO_S | 0.18787
W | FI | 0.13
WA_CHP | SE_S | 0.0985
W_CHP | FI | 0.0905
WA_CHP | FI | 0.09
WOFF2 | SE_S | 0.087345
H_CHP | FI | 0.0625

## ref35
tech | I_reg | capacity
H2store | DE_S | 1145.94
H2store | DE_N | 1038.604
H2store | SE_S | 414.7805
bat | DE_N | 311.6255
bat | DE_S | 311.0805
H2store | FI | 265.677
H2store | SE_NO_N | 244.3725
PVPA2 | DE_N | 191.588
PVPA2 | DE_S | 184.44
WOFF5 | DE_N | 117.2705
H2store | NO_S | 102.6379
U | DE_S | 56.7796
bat | SE_S | 54.678
bat_cap | DE_S | 50.1634
bat_cap | DE_N | 44.316
PVPA1 | DE_S | 36.8452
bat | FI | 32.605
PVPA2 | SE_S | 30.6927
electrolyser | DE_S | 25.3022
PVR2 | DE_S | 24.206
WG_peak | DE_N | 24.0403
EB | DE_N | 22.5178
EB | DE_S | 20.8475
PVPA1 | SE_S | 19.9851
electrolyser | DE_N | 19.979
PVPA1 | DE_N | 19.6527
PVPA2 | NO_S | 17.9453
RO | NO_S | 16.3437
WG | DE_S | 14.8994
WONA5 | DE_N | 14.6853
PVPA1 | FI | 13.6876
WONA4 | DE_N | 13.5628
bat | NO_S | 13.5479
WONA4 | DE_S | 13.3568
WONA3 | DE_S | 13.2666
WOFF5 | FI | 13.2437
WONA5 | SE_NO_N | 12.6731
WOFF4 | SE_S | 12.0467
RO | SE_NO_N | 11.0512
WONA4 | SE_S | 10.3642
WONA2 | DE_S | 10.1889
WOFF5 | SE_S | 9.8729
bat_cap | SE_S | 9.2007
WOFF2 | DE_N | 9.1934
WONA4 | SE_NO_N | 8.8489
WG_peak | DE_S | 7.6536
electrolyser | SE_S | 6.5505
electrolyser | SE_NO_N | 6.3077
WG_peak | SE_S | 6.0847
EB | SE_S | 6.0788
WONA4 | NO_S | 5.1762
HP | DE_S | 4.9111
WONA5 | NO_S | 4.7459
WONA4 | FI | 4.7434
electrolyser | FI | 4.7048
bat_cap | FI | 4.6814
WONA5 | SE_S | 4.5676
RR | DE_N | 4
WOFF3 | DE_N | 3.8136
HP | SE_S | 3.4536
WG_peak | FI | 3.3542
bat_cap | NO_S | 3.2861
H | DE_S | 3.115
RO | FI | 3.097
EB | FI | 2.9063
WOFF4 | FI | 2.8218
WONA3 | FI | 2.8081
H | DE_N | 2.282
electrolyser | NO_S | 2.2362
b | DE_S | 2.12
WOFF5 | NO_S | 2.0337
HP | FI | 1.9488
WG_peak | NO_S | 1.7919
HP | DE_N | 1.6487
U | FI | 1.6
RO | SE_S | 1.5373
EB | SE_NO_N | 1.4737
PVPA2 | FI | 1.3289
WONA5 | FI | 1.0078
H_CHP | DE_S | 0.911
WG | DE_N | 0.88842
WONA5 | DE_S | 0.80931
B_CHP | DE_N | 0.66
W_CHP | SE_S | 0.4321
WG | FI | 0.42869
W | FI | 0.26
HP | SE_NO_N | 0.23309
EB | NO_S | 0.22615
HP | NO_S | 0.20517
WA_CHP | SE_S | 0.197
W_CHP | FI | 0.181
WA_CHP | FI | 0.18
WOFF2 | SE_S | 0.17469
WG | SE_S | 0.16623
H_CHP | FI | 0.125
W | SE_S | 0.093
WA_CHP | DE_N | 0.0732
WOFF2 | FI | 0.071
W_CHP | DE_N | 0.0661
PVPA1 | SE_NO_N | 0.06293
WA_CHP | DE_S | 0.0432
H | SE_NO_N | 0.0405
W | DE_N | 0.032
W | SE_NO_N | 0.023
WOFF2 | SE_NO_N | 0.01731
W_CHP | DE_S | 0.01711
WA_CHP | NO_S | 0.01305
W | DE_S | 0.0125
W_CHP | SE_NO_N | 0.0112

## ref34
tech | I_reg | capacity
H2store | DE_N | 1139.37
H2store | DE_S | 1050.5595
H2store | SE_S | 326.0585
bat | DE_S | 289.4345
bat | DE_N | 284.417
H2store | FI | 246.364
H2store | SE_NO_N | 194.8215
PVPA2 | DE_S | 184.44
PVPA2 | DE_N | 179.6455
WOFF5 | DE_N | 113.0325
H2store | NO_S | 87.4802
U | DE_S | 55.6602
bat_cap | DE_S | 48.4032
bat_cap | DE_N | 40.629
bat | SE_S | 40.2033
PVPA1 | DE_S | 36.8452
bat | FI | 35.9922
WG_peak | DE_N | 30.7671
PVPA2 | SE_S | 30.6927
electrolyser | DE_S | 25.0209
EB | DE_N | 23.694
electrolyser | DE_N | 20.0586
EB | DE_S | 19.659
PVPA1 | DE_N | 19.6527
WG | DE_S | 18.8498
PVPA1 | FI | 18.5193
PVPA2 | NO_S | 17.9999
PVPA1 | SE_S | 16.7944
RO | NO_S | 16.3437
bat | NO_S | 16.2291
PVR2 | DE_S | 14.7807
WONA5 | DE_N | 14.6853
WONA4 | DE_N | 13.5628
WONA4 | DE_S | 13.3568
WONA3 | DE_S | 13.2666
WONA5 | SE_NO_N | 12.6731
WOFF5 | SE_S | 12.2118
RO | SE_NO_N | 11.0512
WONA4 | SE_S | 10.3642
WOFF4 | SE_S | 10.3447
WOFF5 | FI | 10.202
WONA2 | DE_S | 10.1889
WONA4 | SE_NO_N | 9.4014
WOFF2 | DE_N | 9.1934
EB | SE_S | 7.386
bat_cap | SE_S | 7.3376
electrolyser | SE_S | 6.6905
electrolyser | SE_NO_N | 6.3747
WG_peak | SE_S | 5.858
bat_cap | FI | 5.763
WONA3 | DE_N | 5.1875
WONA4 | NO_S | 5.1762
HP | DE_S | 5.127
WOFF4 | FI | 5.1122
WG_peak | DE_S | 4.8417
WONA5 | NO_S | 4.7459
WONA4 | FI | 4.7434
electrolyser | FI | 4.6895
WONA5 | SE_S | 4.5676
RR | DE_N | 4
bat_cap | NO_S | 3.9457
WOFF3 | DE_N | 3.8136
HP | SE_S | 3.3188
EB | FI | 3.1427
H | DE_S | 3.115
RO | FI | 3.097
WG_peak | FI | 2.9153
electrolyser | NO_S | 2.4502
H | DE_N | 2.282
b | DE_S | 2.12
HP | FI | 1.9159
WONA3 | FI | 1.8955
WOFF5 | NO_S | 1.817
WG | SE_S | 1.7217
U | FI | 1.6
RO | SE_S | 1.5373
HP | DE_N | 1.3448
PVPA2 | FI | 1.3289
WG_peak | NO_S | 1.144
WONA5 | FI | 1.0078
EB | SE_NO_N | 0.92459
H_CHP | DE_S | 0.911
WONA5 | DE_S | 0.80931
B_CHP | DE_N | 0.66
W_CHP | SE_S | 0.4321
EB | NO_S | 0.37782
HP | SE_NO_N | 0.26402
W | FI | 0.26
WA_CHP | SE_S | 0.197
HP | NO_S | 0.19324
W_CHP | FI | 0.181
WA_CHP | FI | 0.18
WOFF2 | SE_S | 0.17469
WG | FI | 0.17325
H_CHP | FI | 0.125
W | SE_S | 0.093
WA_CHP | DE_N | 0.0732
WOFF2 | FI | 0.071
W_CHP | DE_N | 0.0661
PVPA1 | SE_NO_N | 0.063026
WG | DE_N | 0.045001
WA_CHP | DE_S | 0.0432
H | SE_NO_N | 0.0405
W | DE_N | 0.032
W | SE_NO_N | 0.023
WOFF2 | SE_NO_N | 0.01731
W_CHP | DE_S | 0.01711
WA_CHP | NO_S | 0.01305
W | DE_S | 0.0125
W_CHP | SE_NO_N | 0.0112

## ref336
tech | I_reg | capacity
H2store | DE_S | 1050.721
H2store | DE_N | 1011.9425
bat | DE_S | 346.3775
H2store | SE_S | 332.183
bat | DE_N | 275.9145
H2store | FI | 267.667
H2store | SE_NO_N | 201.5145
PVPA2 | DE_S | 184.44
PVPA2 | DE_N | 169.953
WOFF5 | DE_N | 116.722
H2store | NO_S | 88.0106
bat_cap | DE_S | 56.431
U | DE_S | 54.5896
bat_cap | DE_N | 40.108
bat | SE_S | 37.8462
PVR2 | DE_S | 36.8765
PVPA1 | DE_S | 36.8452
WG_peak | DE_N | 34.073
PVPA2 | SE_S | 30.6927
bat | FI | 30.1228
EB | DE_N | 26.6105
electrolyser | DE_S | 25.4437
EB | DE_S | 21.5538
PVPA2 | NO_S | 20.0991
electrolyser | DE_N | 20.0341
PVPA1 | DE_N | 19.6527
WOFF5 | SE_S | 17.2769
WG | DE_S | 17.0512
PVPA1 | FI | 16.7157
RO | NO_S | 16.3437
WONA5 | DE_N | 14.6853
bat | NO_S | 14.531
PVPA1 | SE_S | 14.3559
WONA4 | DE_N | 13.5628
WONA4 | DE_S | 13.3568
WONA3 | DE_S | 13.2666
WONA5 | SE_NO_N | 12.6731
RO | SE_NO_N | 11.0512
WOFF5 | FI | 10.666
WONA4 | SE_S | 10.3642
WONA2 | DE_S | 10.1889
WONA4 | SE_NO_N | 9.2487
WOFF2 | DE_N | 9.1934
bat_cap | SE_S | 8.0507
EB | SE_S | 7.0945
electrolyser | SE_S | 6.7278
electrolyser | SE_NO_N | 6.3664
WOFF4 | FI | 6.3067
WG_peak | SE_S | 5.8359
WG_peak | DE_S | 5.6595
WOFF4 | SE_S | 5.4715
bat_cap | FI | 5.2063
WONA4 | NO_S | 5.1762
HP | DE_S | 4.9686
electrolyser | FI | 4.7852
WONA5 | NO_S | 4.7459
WONA4 | FI | 4.7434
WONA5 | SE_S | 4.5676
EB | FI | 4.3602
RR | DE_N | 4
WOFF3 | DE_N | 3.8136
bat_cap | NO_S | 3.7092
HP | SE_S | 3.6236
H | DE_S | 3.115
RO | FI | 3.097
WG_peak | FI | 2.9947
WG | SE_S | 2.5957
electrolyser | NO_S | 2.406
H | DE_N | 2.282
b | DE_S | 2.12
HP | FI | 2.0688
WG | DE_N | 1.8466
U | FI | 1.6
RO | SE_S | 1.5373
WOFF5 | NO_S | 1.3738
WG | FI | 1.3435
HP | DE_N | 1.335
PVPA2 | FI | 1.3289
WONA3 | DE_N | 1.2556
WG_peak | NO_S | 1.2253
EB | SE_NO_N | 1.093
WONA5 | FI | 1.0078
H_CHP | DE_S | 0.911
WONA5 | DE_S | 0.80931
B_CHP | DE_N | 0.66
WONA3 | FI | 0.46699
W_CHP | SE_S | 0.4321
EB | NO_S | 0.4035
HP | SE_NO_N | 0.26079
HP | NO_S | 0.20294

## ref336_old
tech | I_reg | capacity
H2store | DE_S | 1050.721
H2store | DE_N | 1011.9425
bat | DE_S | 346.3775
H2store | SE_S | 332.183
bat | DE_N | 275.9145
H2store | FI | 267.667
H2store | SE_NO_N | 201.5145
PVPA2 | DE_S | 184.44
PVPA2 | DE_N | 169.953
WOFF5 | DE_N | 116.722
H2store | NO_S | 88.0106
bat_cap | DE_S | 56.431
U | DE_S | 54.5896
bat_cap | DE_N | 40.108
bat | SE_S | 37.8462
PVR2 | DE_S | 36.8765
PVPA1 | DE_S | 36.8452
WG_peak | DE_N | 34.073
PVPA2 | SE_S | 30.6927
bat | FI | 30.1228
EB | DE_N | 26.6105
electrolyser | DE_S | 25.4437
EB | DE_S | 21.5538
PVPA2 | NO_S | 20.0991
electrolyser | DE_N | 20.0341
PVPA1 | DE_N | 19.6527
WOFF5 | SE_S | 17.2769
WG | DE_S | 17.0512
PVPA1 | FI | 16.7157
RO | NO_S | 16.3437
WONA5 | DE_N | 14.6853
bat | NO_S | 14.531
PVPA1 | SE_S | 14.3559
WONA4 | DE_N | 13.5628
WONA4 | DE_S | 13.3568
WONA3 | DE_S | 13.2666
WONA5 | SE_NO_N | 12.6731
RO | SE_NO_N | 11.0512
WOFF4 | SE_S | 10.943
WOFF5 | FI | 10.666
WONA4 | SE_S | 10.3642
WONA2 | DE_S | 10.1889
WONA4 | SE_NO_N | 9.2487
WOFF2 | DE_N | 9.1934
bat_cap | SE_S | 8.0507
EB | SE_S | 7.0945
electrolyser | SE_S | 6.7278
electrolyser | SE_NO_N | 6.3664
WOFF4 | FI | 6.3067
WG_peak | SE_S | 5.8359
WG_peak | DE_S | 5.6595
bat_cap | FI | 5.2063
WONA4 | NO_S | 5.1762
HP | DE_S | 4.9686
electrolyser | FI | 4.7852
WONA5 | NO_S | 4.7459
WONA4 | FI | 4.7434
WONA5 | SE_S | 4.5676
EB | FI | 4.3602
RR | DE_N | 4
WOFF3 | DE_N | 3.8136
bat_cap | NO_S | 3.7092
HP | SE_S | 3.6236
H | DE_S | 3.115
RO | FI | 3.097
WG_peak | FI | 2.9947
WG | SE_S | 2.5957
WONA3 | DE_N | 2.5113
electrolyser | NO_S | 2.406
H | DE_N | 2.282
b | DE_S | 2.12
HP | FI | 2.0688
WG | DE_N | 1.8466
U | FI | 1.6
RO | SE_S | 1.5373
WOFF5 | NO_S | 1.3738
WG | FI | 1.3435
HP | DE_N | 1.335
PVPA2 | FI | 1.3289
WG_peak | NO_S | 1.2253
EB | SE_NO_N | 1.093
WONA5 | FI | 1.0078
WONA3 | FI | 0.93399
H_CHP | DE_S | 0.911
WONA5 | DE_S | 0.80931
B_CHP | DE_N | 0.66
W_CHP | SE_S | 0.4321
EB | NO_S | 0.4035
HP | SE_NO_N | 0.26079
HP | NO_S | 0.20294

## ref335_out
tech | I_reg | capacity
H2store | DE_S | 1109.92
H2store | DE_N | 920.375
H2store | SE_S | 351.072
bat | DE_S | 323.393
bat | DE_N | 304.353
H2store | FI | 282.364
PVPA2 | DE_N | 203.523
H2store | SE_NO_N | 198.109
PVPA2 | DE_S | 184.44
WOFF5 | DE_N | 111.106
H2store | NO_S | 86.6187
U | DE_S | 58.8228
bat_cap | DE_S | 53.2714
bat_cap | DE_N | 44.5926
bat | SE_S | 39.408
PVPA1 | DE_S | 36.8452
bat | FI | 33.2933
WG_peak | DE_N | 30.7861
PVPA2 | SE_S | 30.6927
electrolyser | DE_S | 25.5944
EB | DE_N | 24.1233
electrolyser | DE_N | 19.6969
PVPA1 | DE_N | 19.6527
PVPA1 | FI | 18.3563
PVPA1 | SE_S | 17.3895
PVPA2 | NO_S | 17.1916
RO | NO_S | 16.3437
WG | DE_S | 16.2954
WONA5 | DE_N | 14.6853
WONA4 | DE_N | 13.5628
WONA4 | DE_S | 13.3568
WONA3 | DE_S | 13.2666
WOFF5 | FI | 12.8942
bat | NO_S | 12.8127
WONA5 | SE_NO_N | 12.6731
WOFF5 | SE_S | 12.4105
EB | DE_S | 11.5533
RO | SE_NO_N | 11.0512
WOFF4 | SE_S | 10.943
PVR2 | DE_S | 10.7373
WONA4 | SE_S | 10.3642
WONA2 | DE_S | 10.1889
WONA4 | SE_NO_N | 9.4221
WOFF2 | DE_N | 9.1934
bat_cap | SE_S | 8.0219
WG_peak | SE_S | 7.4724
electrolyser | SE_S | 6.7166
EB | SE_S | 6.5662
electrolyser | SE_NO_N | 6.502
HP | DE_S | 5.7128
bat_cap | FI | 5.384
WONA4 | NO_S | 5.1762
WOFF4 | FI | 5.1143
WG_peak | DE_S | 4.9121
WONA5 | NO_S | 4.7459
WONA4 | FI | 4.7434
electrolyser | FI | 4.6894
WONA5 | SE_S | 4.5676
EB | FI | 4.5101
RR | DE_N | 4
bat_cap | NO_S | 3.8796
HP | SE_S | 3.8209
WOFF3 | DE_N | 3.8136
WG_peak | FI | 3.4698
H | DE_S | 3.115
RO | FI | 3.097
WOFF5 | NO_S | 2.5378
WONA3 | DE_N | 2.5113
electrolyser | NO_S | 2.4257
H | DE_N | 2.282
b | DE_S | 2.12
HP | FI | 2.1144
WG_peak | NO_S | 2.0638
WG | SE_S | 1.9138
WG | DE_N | 1.8793
HP | DE_N | 1.8651
U | FI | 1.6
EB | SE_NO_N | 1.556
RO | SE_S | 1.5373
PVPA2 | FI | 1.3289
WONA5 | FI | 1.0078
H_CHP | DE_S | 0.911
WONA5 | DE_S | 0.80931
WG | FI | 0.7456
B_CHP | DE_N | 0.66
W_CHP | SE_S | 0.4321
EB | NO_S | 0.40359
HP | SE_NO_N | 0.22815
HP | NO_S | 0.20563

## ref221
tech | I_reg | capacity
H2store | DE_N | 1034.41
H2store | DE_S | 993.184
H2store | SE_S | 367.087
bat | DE_S | 331.763
bat | DE_N | 311.583
H2store | FI | 256.667
H2store | SE_NO_N | 226.984
PVPA2 | DE_S | 184.44
PVPA2 | DE_N | 155.427
WOFF5 | DE_N | 110.707
H2store | NO_S | 97.6782
bat_cap | DE_S | 55.1385
U | DE_S | 52.4349
bat_cap | DE_N | 44.2589
PVR2 | DE_S | 44.208
bat | SE_S | 39.7269
PVPA1 | DE_S | 36.8452
bat | FI | 35.2347
WG_peak | DE_N | 33.3159
EB | DE_S | 31.6486
PVPA2 | SE_S | 30.6927
electrolyser | DE_S | 25.584
WG | DE_S | 22.3777
EB | DE_N | 21.1381
PVPA1 | DE_N | 19.6527
electrolyser | DE_N | 19.4211
PVPA1 | FI | 18.6146
WOFF5 | SE_S | 17.0593
RO | NO_S | 16.3437
WONA5 | DE_N | 14.6853
PVPA2 | NO_S | 14.6118
WONA4 | DE_N | 13.5628
WONA4 | DE_S | 13.3568
WONA3 | DE_S | 13.2666
WONA5 | SE_NO_N | 12.6731
PVPA1 | SE_S | 12.5479
RO | SE_NO_N | 11.0512
WONA4 | SE_S | 10.3642
WONA2 | DE_S | 10.1889
WONA4 | SE_NO_N | 9.987
WOFF5 | FI | 9.8334
bat | NO_S | 9.3469
WOFF2 | DE_N | 9.1934
WONA3 | FI | 8.5518
EB | SE_S | 7.7284
bat_cap | SE_S | 7.3692
WOFF4 | SE_S | 7.2278
electrolyser | SE_S | 6.6017
electrolyser | SE_NO_N | 6.2739
WONA3 | DE_N | 5.7881
WONA4 | NO_S | 5.1762
bat_cap | FI | 5.1265
WG_peak | SE_S | 5.0704
HP | DE_S | 4.8045
WONA5 | NO_S | 4.7459
WONA4 | FI | 4.7434
electrolyser | FI | 4.5687
WONA5 | SE_S | 4.5676
EB | FI | 4.4143
WG_peak | DE_S | 4.247
RR | DE_N | 4
WOFF3 | DE_N | 3.8136
WG_peak | FI | 3.579
H | DE_S | 3.115
RO | FI | 3.097
HP | SE_S | 3.0467
bat_cap | NO_S | 2.4899
WG | SE_S | 2.4568
H | DE_N | 2.282
electrolyser | NO_S | 2.2688
EB | SE_NO_N | 2.1559
b | DE_S | 2.12
HP | FI | 2.0282
HP | DE_N | 1.9684
WOFF4 | NO_S | 1.708
U | FI | 1.6
RO | SE_S | 1.5373
PVPA2 | FI | 1.3289
WG_peak | NO_S | 1.2061
WG | FI | 1.0963
WONA5 | FI | 1.0078
WOFF5 | NO_S | 0.95848
H_CHP | DE_S | 0.911
WONA5 | DE_S | 0.80931
B_CHP | DE_N | 0.66
W_CHP | SE_S | 0.4321
EB | NO_S | 0.29179
HP | NO_S | 0.19212
HP | SE_NO_N | 0.1449
WG | DE_N | 0.14333

## ref161
tech | I_reg | capacity
H2store | DE_N | 1086.69
H2store | DE_S | 1019.81
bat | DE_S | 472.694
H2store | SE_S | 300.439
bat | DE_N | 254.687
H2store | FI | 249.759
H2store | SE_NO_N | 204.523
PVPA2 | DE_S | 184.44
PVPA2 | DE_N | 180.793
WOFF5 | DE_N | 114.704
PVR2 | DE_S | 99.0141
H2store | NO_S | 89.9646
bat_cap | DE_S | 70.8637
U | DE_S | 47.3897
WG_peak | DE_N | 43.5533
PVPA1 | DE_S | 36.8452
bat | SE_S | 35.0403
bat_cap | DE_N | 31.5539
PVPA2 | SE_S | 30.6927
electrolyser | DE_S | 26.0595
EB | DE_S | 25.5418
EB | DE_N | 23.2471
PVPA1 | FI | 23.0326
WG | DE_S | 22.4494
bat | FI | 22.1581
electrolyser | DE_N | 20.2582
PVPA1 | DE_N | 19.6527
PVPA1 | SE_S | 17.988
WOFF5 | SE_S | 17.561
PVPA2 | NO_S | 17.4602
RO | NO_S | 16.3437
WONA3 | FI | 15.1671
WONA5 | DE_N | 14.6853
WG_peak | SE_S | 13.8025
WONA4 | DE_N | 13.5628
WONA4 | DE_S | 13.3568
WONA3 | DE_S | 13.2666
WONA5 | SE_NO_N | 12.6731
RO | SE_NO_N | 11.0512
WONA4 | SE_S | 10.3642
WONA2 | DE_S | 10.1889
WONA4 | SE_NO_N | 9.77607
WOFF2 | DE_N | 9.19338
WOFF5 | FI | 7.36013
EB | SE_S | 7.05071
electrolyser | SE_S | 6.67282
electrolyser | SE_NO_N | 6.3882
bat_cap | SE_S | 5.80688
bat | NO_S | 5.4669
HP | DE_S | 5.40618
electrolyser | FI | 4.88558
WONA5 | NO_S | 4.74589
WONA4 | FI | 4.74342
WONA5 | SE_S | 4.5676
WOFF5 | NO_S | 4.43521
WG_peak | FI | 4.13146
RR | DE_N | 4
WOFF3 | DE_N | 3.81362
bat_cap | FI | 3.67207
HP | SE_S | 3.54552
WONA4 | NO_S | 3.35277
EB | FI | 3.2845
WG | SE_S | 3.12898
H | DE_S | 3.115
RO | FI | 3.097
WOFF4 | SE_S | 2.69261
HP | FI | 2.4477
electrolyser | NO_S | 2.43065
H | DE_N | 2.282
b | DE_S | 2.12
EB | SE_NO_N | 1.88863
WG_peak | NO_S | 1.64801
U | FI | 1.6
RO | SE_S | 1.53732
bat_cap | NO_S | 1.50598
HP | DE_N | 1.47198
PVPA2 | FI | 1.32886
WG | FI | 1.11441
WONA5 | FI | 1.00784
H_CHP | DE_S | 0.911
WONA5 | DE_S | 0.80931
EB | NO_S | 0.683621
B_CHP | DE_N | 0.66
W_CHP | SE_S | 0.4321
HP | SE_NO_N | 0.218102
HP | NO_S | 0.172447
WG | DE_N | 0.0969793

## ref152
tech | I_reg | capacity
H2store | DE_N | 1093.27
H2store | DE_S | 913.819
bat | DE_S | 417.469
H2store | SE_S | 270.456
H2store | FI | 263.652
bat | DE_N | 262.982
H2store | SE_NO_N | 198.877
PVPA2 | DE_S | 184.44
PVPA2 | DE_N | 159.814
WOFF5 | DE_N | 120.094
H2store | NO_S | 86.2433
PVR2 | DE_S | 84.7873
bat_cap | DE_S | 63.6836
bat | FI | 54.3425
U | DE_S | 47.7718
PVPA1 | DE_S | 36.8452
WG_peak | DE_N | 33.0671
bat_cap | DE_N | 32.5644
bat | SE_S | 32.2714
PVPA2 | SE_S | 30.6927
EB | DE_S | 27.9516
electrolyser | DE_S | 25.5173
EB | DE_N | 24.8572
WG | DE_S | 23.1198
PVPA1 | FI | 21.9904
electrolyser | DE_N | 20.4121
PVPA1 | DE_N | 19.6527
WOFF5 | SE_S | 19.2934
PVPA2 | NO_S | 18.1877
RO | NO_S | 16.3437
WOFF5 | FI | 15.3864
PVPA1 | SE_S | 14.8164
WONA5 | DE_N | 14.6853
WONA4 | DE_N | 13.5628
WONA4 | DE_S | 13.3568
WONA3 | DE_S | 13.2666
WONA5 | SE_NO_N | 12.6731
RO | SE_NO_N | 11.0512
WONA4 | SE_S | 10.3642
WONA2 | DE_S | 10.1889
WONA4 | SE_NO_N | 9.94019
WOFF2 | DE_N | 9.19338
WG_peak | SE_S | 9.0473
bat | NO_S | 8.43681
EB | SE_S | 7.76255
electrolyser | SE_S | 6.47959
bat_cap | FI | 6.40002
electrolyser | SE_NO_N | 6.20556
bat_cap | SE_S | 5.348
WONA4 | NO_S | 5.17623
electrolyser | FI | 4.95997
WONA5 | NO_S | 4.74589
WONA4 | FI | 4.74342
WONA5 | SE_S | 4.5676
HP | DE_S | 4.29298
RR | DE_N | 4
WOFF3 | DE_N | 3.81362
WOFF4 | SE_S | 3.60692
HP | SE_S | 3.45785
WG_peak | FI | 3.4177
EB | FI | 3.39583
H | DE_S | 3.115
RO | FI | 3.097
electrolyser | NO_S | 2.35855
H | DE_N | 2.282
HP | FI | 2.1591
b | DE_S | 2.12
WG_peak | NO_S | 2.09172
bat_cap | NO_S | 1.96064
WOFF5 | NO_S | 1.87197
WG_peak | DE_S | 1.78831
U | FI | 1.6
WG | SE_S | 1.55493
RO | SE_S | 1.53732
PVPA2 | FI | 1.32886
WONA3 | FI | 1.26265
HP | DE_N | 1.07812
WG | FI | 1.06707
WONA5 | FI | 1.00784
EB | SE_NO_N | 0.959098
H_CHP | DE_S | 0.911
WONA5 | DE_S | 0.80931
EB | NO_S | 0.693797
B_CHP | DE_N | 0.66
W_CHP | SE_S | 0.4321
HP | SE_NO_N | 0.258534
HP | NO_S | 0.181444

## ref135
tech | I_reg | capacity
H2store | DE_S | 1077.44
H2store | DE_N | 931.61
H2store | SE_S | 356.589
bat | DE_S | 320.373
bat | DE_N | 306.73
H2store | FI | 282.977
PVPA2 | DE_N | 204.306
H2store | SE_NO_N | 200.917
PVPA2 | DE_S | 184.44
WOFF5 | DE_N | 110.892
H2store | NO_S | 88.1478
U | DE_S | 58.8228
bat_cap | DE_S | 52.7869
bat_cap | DE_N | 45.1908
bat | SE_S | 39.3353
PVPA1 | DE_S | 36.8452
bat | FI | 33.3411
WG_peak | DE_N | 30.9626
PVPA2 | SE_S | 30.6927
electrolyser | DE_S | 25.5944
EB | DE_N | 23.7766
electrolyser | DE_N | 19.6969
PVPA1 | DE_N | 19.6527
PVPA1 | FI | 18.2893
PVPA1 | SE_S | 17.713
PVPA2 | NO_S | 17.25
RO | NO_S | 16.3437
WG | DE_S | 16.3051
WONA5 | DE_N | 14.6853
WONA4 | DE_N | 13.5628
WONA4 | DE_S | 13.3568
WONA3 | DE_S | 13.2666
WOFF5 | FI | 12.8241
bat | NO_S | 12.7749
WONA5 | SE_NO_N | 12.6731
WOFF5 | SE_S | 12.3153
WOFF4 | SE_S | 11.0605
RO | SE_NO_N | 11.0512
EB | DE_S | 10.5411
WONA4 | SE_S | 10.3642
WONA2 | DE_S | 10.1889
PVR2 | DE_S | 9.524
WONA4 | SE_NO_N | 9.4482
WOFF2 | DE_N | 9.1934
bat_cap | SE_S | 8.0191
WG_peak | SE_S | 7.5548
EB | SE_S | 6.7373
electrolyser | SE_S | 6.7166
electrolyser | SE_NO_N | 6.502
HP | DE_S | 5.8709
bat_cap | FI | 5.3883
WOFF4 | FI | 5.1984
WONA4 | NO_S | 5.1762
WG_peak | DE_S | 5.0069
WONA5 | NO_S | 4.7459
WONA4 | FI | 4.7434
electrolyser | FI | 4.6894
WONA5 | SE_S | 4.5676
EB | FI | 4.306
RR | DE_N | 4
bat_cap | NO_S | 3.8673
WOFF3 | DE_N | 3.8136
HP | SE_S | 3.7758
WG_peak | FI | 3.4758
H | DE_S | 3.115
RO | FI | 3.097
WONA3 | DE_N | 2.9128
WOFF5 | NO_S | 2.5008
electrolyser | NO_S | 2.4257
H | DE_N | 2.282
HP | FI | 2.1281
b | DE_S | 2.12
WG_peak | NO_S | 2.0856
WG | SE_S | 1.8198
HP | DE_N | 1.7963
WG | DE_N | 1.6429
U | FI | 1.6
EB | SE_NO_N | 1.5754
RO | SE_S | 1.5373
PVPA2 | FI | 1.3289
WONA5 | FI | 1.0078
H_CHP | DE_S | 0.911
WONA5 | DE_S | 0.80931
WG | FI | 0.73849
B_CHP | DE_N | 0.66
EB | NO_S | 0.43651
W_CHP | SE_S | 0.4321
HP | SE_NO_N | 0.22878
HP | NO_S | 0.20104

## ref232
tech | I_reg | capacity
H2store | DE_N | 1162.35
H2store | DE_S | 1018.42
bat | DE_S | 392.402
H2store | SE_S | 392.227
H2store | FI | 258.798
bat | DE_N | 214.963
H2store | SE_NO_N | 212.143
PVPA2 | DE_S | 184.44
WOFF5 | DE_N | 125.487
PVPA2 | DE_N | 114.576
H2store | NO_S | 99.8667
PVR2 | DE_S | 72.1086
bat_cap | DE_S | 63.6104
U | DE_S | 51.5297
bat | SE_S | 44.8312
WG_peak | DE_N | 37.3619
PVPA1 | DE_S | 36.8452
EB | DE_S | 32.9099
bat | FI | 31.0789
PVPA2 | SE_S | 30.6927
bat_cap | DE_N | 30.5345
electrolyser | DE_S | 25.4155
WOFF5 | SE_S | 25.1475
EB | DE_N | 21.4049
PVPA1 | FI | 21.2293
electrolyser | DE_N | 20.6244
PVPA1 | DE_N | 19.6527
WG | DE_S | 18.2752
PVPA2 | NO_S | 17.7161
RO | NO_S | 16.3437
WONA5 | DE_N | 14.6853
WONA4 | DE_N | 13.5628
WONA4 | DE_S | 13.3568
WONA3 | DE_S | 13.2666
WONA5 | SE_NO_N | 12.6731
bat | NO_S | 11.8404
RO | SE_NO_N | 11.0512
WONA4 | SE_S | 10.3642
WONA2 | DE_S | 10.1888
bat_cap | SE_S | 9.8289
WOFF5 | FI | 9.4055
WOFF2 | DE_N | 9.1934
WONA4 | SE_NO_N | 9.0778
EB | SE_S | 8.9765
PVPA1 | SE_S | 8.7303
electrolyser | SE_S | 6.9288
electrolyser | SE_NO_N | 6.2781
WG_peak | SE_S | 5.7687
bat_cap | FI | 5.5011
WOFF4 | FI | 5.3935
WG_peak | DE_S | 5.3241
WONA4 | NO_S | 5.1762
WONA5 | NO_S | 4.7459
WONA4 | FI | 4.7434
electrolyser | FI | 4.7367
WONA5 | SE_S | 4.5676
HP | DE_S | 4.2591
RR | DE_N | 4
bat_cap | NO_S | 3.869
WOFF3 | DE_N | 3.8136
WONA3 | FI | 3.3097
HP | SE_S | 3.12
H | DE_S | 3.115
RO | FI | 3.097
WG_peak | FI | 2.6744
EB | FI | 2.3535
H | DE_N | 2.282
HP | FI | 2.2306
electrolyser | NO_S | 2.227
WG | FI | 2.2
b | DE_S | 2.12
WOFF5 | NO_S | 1.9027
EB | SE_NO_N | 1.6178
U | FI | 1.6
RO | SE_S | 1.5373
PVPA2 | FI | 1.3289
HP | DE_N | 1.3123
WG | SE_S | 1.07
WONA5 | FI | 1.0078
WG_peak | NO_S | 0.91597
H_CHP | DE_S | 0.911
WONA5 | DE_S | 0.80931
B_CHP | DE_N | 0.66
W_CHP | SE_S | 0.4321
EB | NO_S | 0.33238
WOFF4 | NO_S | 0.22835
HP | SE_NO_N | 0.20781
HP | NO_S | 0.1907

## ref212
tech | I_reg | capacity
H2store | DE_N | 1106.49
H2store | DE_S | 1068.18
H2store | SE_S | 397.204
H2store | SE_NO_N | 280.444
bat | DE_S | 275.78
H2store | FI | 273.685
bat | DE_N | 272.452
PVPA2 | DE_S | 184.44
PVPA2 | DE_N | 169.822
WOFF5 | DE_N | 111.385
H2store | NO_S | 97.7632
U | DE_S | 62.3883
bat_cap | DE_S | 45.7552
bat_cap | DE_N | 39.1409
bat | SE_S | 37.1095
PVPA1 | DE_S | 36.8452
WG_peak | DE_N | 36.4098
bat | FI | 31.4915
PVPA2 | SE_S | 30.6927
electrolyser | DE_S | 26.7303
EB | DE_N | 25.9593
PVPA1 | FI | 22.5218
electrolyser | DE_N | 19.9458
EB | DE_S | 19.8867
PVPA1 | DE_N | 19.6527
WOFF5 | SE_S | 18.5394
RO | NO_S | 16.3437
PVPA2 | NO_S | 15.4574
WONA5 | DE_N | 14.6853
WONA4 | DE_N | 13.5628
WONA4 | DE_S | 13.3568
WG | DE_S | 13.3555
bat | NO_S | 13.3549
WONA3 | DE_S | 13.2666
WONA5 | SE_NO_N | 12.6731
PVPA1 | SE_S | 11.6529
RO | SE_NO_N | 11.0512
WONA4 | SE_NO_N | 10.4813
WONA4 | SE_S | 10.3642
WOFF4 | FI | 10.2089
WONA2 | DE_S | 10.1888
WOFF2 | DE_N | 9.1934
WG_peak | SE_S | 8.3569
EB | SE_S | 7.5572
electrolyser | SE_S | 6.9377
electrolyser | SE_NO_N | 6.5174
bat_cap | SE_S | 6.2322
WOFF5 | FI | 5.3483
WONA4 | NO_S | 5.1762
bat_cap | FI | 5.1309
electrolyser | FI | 4.93
WONA5 | NO_S | 4.7459
WONA4 | FI | 4.7434
WONA5 | SE_S | 4.5676
WOFF4 | SE_S | 4.4245
HP | DE_S | 4.3288
bat_cap | NO_S | 4.0531
RR | DE_N | 4
WG_peak | DE_S | 3.9927
WOFF3 | DE_N | 3.8136
H | DE_S | 3.115
RO | FI | 3.097
HP | SE_S | 2.8213
WOFF5 | NO_S | 2.7759
WG_peak | FI | 2.7585
electrolyser | NO_S | 2.3638
EB | FI | 2.3026
H | DE_N | 2.282
b | DE_S | 2.12
HP | FI | 1.9059
WG_peak | NO_S | 1.8783
U | FI | 1.6
RO | SE_S | 1.5373
WG | FI | 1.4439
PVPA2 | FI | 1.3289
HP | DE_N | 1.2861
WG | SE_S | 1.15
EB | SE_NO_N | 1.1163
WONA5 | FI | 1.0078
H_CHP | DE_S | 0.911
WONA5 | DE_S | 0.80931
B_CHP | DE_N | 0.66
W_CHP | SE_S | 0.4321
EB | NO_S | 0.29446
HP | SE_NO_N | 0.23571
HP | NO_S | 0.19156

## ref231
tech | I_reg | capacity
H2store | DE_S | 1027.48
H2store | DE_N | 1000.5
bat | DE_S | 462.155
H2store | SE_S | 306.763
bat | DE_N | 249.441
H2store | SE_NO_N | 227.235
H2store | FI | 224.376
PVPA2 | DE_S | 184.44
PVPA2 | DE_N | 176.87
WOFF5 | DE_N | 111.586
PVR2 | DE_S | 95.1803
H2store | NO_S | 86.7946
bat_cap | DE_S | 72.2512
U | DE_S | 47.6429
bat | SE_S | 46.7984
WG_peak | DE_N | 44.5947
PVPA1 | DE_S | 36.8452
bat_cap | DE_N | 33.8518
EB | DE_S | 31.3978
PVPA2 | SE_S | 30.6927
electrolyser | DE_S | 26.8365
PVPA1 | FI | 23.2365
EB | DE_N | 22.9761
WONA3 | FI | 22.557
bat | FI | 22.5068
PVPA1 | SE_S | 20.0914
WOFF5 | SE_S | 19.9226
electrolyser | DE_N | 19.7632
PVPA1 | DE_N | 19.6527
WG | DE_S | 19.5844
RO | NO_S | 16.3437
WONA5 | DE_N | 14.6853
WONA4 | DE_N | 13.5628
PVPA2 | NO_S | 13.4469
WONA4 | DE_S | 13.3568
WONA3 | DE_S | 13.2666
WONA5 | SE_NO_N | 12.6731
WG_peak | SE_S | 12.6167
RO | SE_NO_N | 11.0512
WONA4 | SE_S | 10.3642
WONA2 | DE_S | 10.1889
WOFF2 | DE_N | 9.1934
WONA4 | SE_NO_N | 9.1242
bat_cap | SE_S | 7.3803
electrolyser | SE_S | 7.0184
EB | SE_S | 6.4789
electrolyser | SE_NO_N | 6.2764
WG_peak | DE_S | 5.2929
bat | NO_S | 5.28
electrolyser | FI | 5.1593
WONA5 | NO_S | 4.7459
WONA4 | FI | 4.7434
WONA5 | SE_S | 4.5676
HP | DE_S | 4.4162
EB | FI | 4.4013
WONA3 | DE_N | 4.3829
bat_cap | FI | 4.343
WONA4 | NO_S | 4.0311
RR | DE_N | 4
WOFF3 | DE_N | 3.8136
HP | SE_S | 3.6456
WOFF5 | NO_S | 3.5946
WG_peak | FI | 3.1474
H | DE_S | 3.115
RO | FI | 3.097
WOFF5 | FI | 2.5324
electrolyser | NO_S | 2.4202
WG_peak | NO_S | 2.381
H | DE_N | 2.282
b | DE_S | 2.12
HP | FI | 2.0914
HP | DE_N | 1.8064
U | FI | 1.6
RO | SE_S | 1.5373
bat_cap | NO_S | 1.511
PVPA2 | FI | 1.3289
WG | FI | 1.1842
WONA5 | FI | 1.0078
H_CHP | DE_S | 0.911
WG | SE_S | 0.89413
WONA5 | DE_S | 0.80931
B_CHP | DE_N | 0.66
EB | SE_NO_N | 0.65127
W_CHP | SE_S | 0.4321
EB | NO_S | 0.38763
HP | SE_NO_N | 0.29118
HP | NO_S | 0.19871

## ref211
tech | I_reg | capacity
H2store | DE_S | 1120.03
H2store | DE_N | 1101.13
H2store | SE_S | 422.591
bat | DE_S | 300.621
bat | DE_N | 272.727
H2store | FI | 246.262
H2store | SE_NO_N | 185.195
PVPA2 | DE_S | 184.44
PVPA2 | DE_N | 143.41
WOFF5 | DE_N | 115.536
H2store | NO_S | 88.4966
U | DE_S | 53.2741
bat_cap | DE_S | 49.8188
bat | SE_S | 46.4617
PVR2 | DE_S | 43.3879
WG_peak | DE_N | 37.8506
bat_cap | DE_N | 37.8065
PVPA1 | DE_S | 36.8452
PVPA2 | SE_S | 30.6927
EB | DE_S | 28.5884
bat | FI | 27.545
electrolyser | DE_S | 25.9769
EB | DE_N | 23.9945
PVPA1 | FI | 21.1014
PVPA1 | DE_N | 19.6527
WG | DE_S | 19.2779
electrolyser | DE_N | 18.9732
PVPA1 | SE_S | 18.4876
RO | NO_S | 16.3437
PVPA2 | NO_S | 15.935
WONA5 | DE_N | 14.6853
WONA4 | DE_N | 13.5628
WOFF5 | SE_S | 13.3755
WONA4 | DE_S | 13.3568
WONA3 | DE_S | 13.2666
WONA5 | SE_NO_N | 12.6731
RO | SE_NO_N | 11.0512
WONA4 | SE_S | 10.3642
EB | SE_S | 10.2748
WONA2 | DE_S | 10.1889
bat | NO_S | 9.8268
WOFF2 | DE_N | 9.1934
WONA4 | SE_NO_N | 8.9472
WOFF4 | SE_S | 8.5357
WOFF5 | FI | 7.9912
bat_cap | SE_S | 7.9371
electrolyser | SE_S | 6.5615
electrolyser | SE_NO_N | 6.064
WONA3 | DE_N | 5.7881
WONA3 | FI | 5.5628
WONA4 | NO_S | 4.9676
WONA5 | NO_S | 4.7459
WONA4 | FI | 4.7434
EB | FI | 4.7351
WG_peak | DE_S | 4.5729
WONA5 | SE_S | 4.5676
WG_peak | SE_S | 4.5552
WG_peak | FI | 4.4946
electrolyser | FI | 4.376
bat_cap | FI | 4.3297
RR | DE_N | 4
WOFF3 | DE_N | 3.8136
HP | DE_S | 3.2114
WOFF4 | FI | 3.1267
H | DE_S | 3.115
RO | FI | 3.097
HP | SE_S | 2.6782
electrolyser | NO_S | 2.4341
WOFF4 | NO_S | 2.3787
H | DE_N | 2.282
bat_cap | NO_S | 2.2192
b | DE_S | 2.12
HP | FI | 1.9675
U | FI | 1.6
RO | SE_S | 1.5373
WG_peak | NO_S | 1.5084
WG | SE_S | 1.4849
PVPA2 | FI | 1.3289
WONA5 | FI | 1.0078
H_CHP | DE_S | 0.911
WONA5 | DE_S | 0.80931
B_CHP | DE_N | 0.66
HP | DE_N | 0.62896
EB | SE_NO_N | 0.60047
WONA3 | SE_S | 0.46131
W_CHP | SE_S | 0.4321
EB | NO_S | 0.30639
HP | SE_NO_N | 0.26596
HP | NO_S | 0.18726

## ref335
tech | I_reg | capacity
H2store | DE_N | 1107.39
H2store | DE_S | 976.056
bat | DE_S | 370.15
H2store | SE_S | 316.6485
H2store | FI | 252.8005
bat | DE_N | 248.61
H2store | SE_NO_N | 207.7855
PVPA2 | DE_S | 184.44
PVPA2 | DE_N | 133.803
WOFF5 | DE_N | 122.6405
H2store | NO_S | 90.266
PVR2 | DE_S | 65.7776
bat_cap | DE_S | 59.6632
U | DE_S | 50.1544
PVPA1 | DE_S | 36.8452
WG_peak | DE_N | 36.5104
bat | SE_S | 36.0571
bat_cap | DE_N | 35.7302
bat | FI | 33.0476
EB | DE_S | 31.173
PVPA2 | SE_S | 30.6927
EB | DE_N | 28.7214
electrolyser | DE_S | 25.2866
PVPA2 | NO_S | 23.4201
WOFF5 | SE_S | 22.1366
electrolyser | DE_N | 20.4169
PVPA1 | DE_N | 19.6527
WG | DE_S | 17.9627
bat | NO_S | 17.1917
RO | NO_S | 16.3437
PVPA1 | FI | 14.9345
WONA5 | DE_N | 14.6853
WONA4 | DE_N | 13.5628
WONA4 | DE_S | 13.3568
WONA3 | DE_S | 13.2666
WONA5 | SE_NO_N | 12.6731
PVPA1 | SE_S | 11.179
RO | SE_NO_N | 11.0512
WONA4 | SE_S | 10.3642
WONA2 | DE_S | 10.1889
WOFF5 | FI | 9.5712
WOFF2 | DE_N | 9.1934
WONA4 | SE_NO_N | 9.1415
bat_cap | SE_S | 8.3056
EB | SE_S | 7.4513
electrolyser | SE_S | 6.7486
WG_peak | DE_S | 6.5286
electrolyser | SE_NO_N | 6.2573
WOFF4 | FI | 6.2125
bat_cap | FI | 5.636
WONA4 | NO_S | 5.1762
WG_peak | SE_S | 5.1051
electrolyser | FI | 4.8334
WONA5 | NO_S | 4.7459
WONA4 | FI | 4.7434
WONA5 | SE_S | 4.5676
bat_cap | NO_S | 4.3028
HP | DE_S | 4.2211
EB | FI | 4.1893
RR | DE_N | 4
WOFF3 | DE_N | 3.8136
HP | SE_S | 3.4533
WG | SE_S | 3.2604
H | DE_S | 3.115
RO | FI | 3.097
electrolyser | NO_S | 2.3703
H | DE_N | 2.282
b | DE_S | 2.12
HP | FI | 2.0232
WG | FI | 1.9451
WG_peak | FI | 1.927
WG | DE_N | 1.7035
U | FI | 1.6
RO | SE_S | 1.5373
PVPA2 | FI | 1.3289
WONA3 | FI | 1.0906
WONA5 | FI | 1.0078
H_CHP | DE_S | 0.911
HP | DE_N | 0.84611
WONA5 | DE_S | 0.80931
B_CHP | DE_N | 0.66
EB | SE_NO_N | 0.63928
W_CHP | SE_S | 0.4321
EB | NO_S | 0.41073
WG_peak | NO_S | 0.403
HP | SE_NO_N | 0.2915
WOFF5 | NO_S | 0.20988
HP | NO_S | 0.19911

## ref200
tech | I_reg | capacity
H2store | DE_N | 1099.73
H2store | DE_S | 966.876
bat | DE_S | 388.906
H2store | SE_S | 335.916
H2store | FI | 275.629
PVPA2 | DE_S | 184.44
H2store | SE_NO_N | 170.932
bat | DE_N | 162.422
WOFF5 | DE_N | 141.938
H2store | NO_S | 111.067
bat_cap | DE_S | 67.3474
U | DE_S | 63.0136
PVR2 | DE_S | 55.1343
bat | FI | 49.6236
bat | SE_S | 45.0224
PVPA1 | DE_S | 36.8452
PVPA2 | SE_S | 30.6926
PVPA2 | DE_N | 25.0451
electrolyser | DE_S | 23.9118
bat_cap | DE_N | 23.8245
WOFF5 | SE_S | 19.7442
PVPA1 | DE_N | 19.6527
electrolyser | DE_N | 19.3087
RO | NO_S | 16.3437
WONA5 | DE_N | 14.6853
bat | NO_S | 14.4699
WONA4 | DE_N | 13.5628
WOFF5 | FI | 13.4604
WONA4 | DE_S | 13.3568
WONA3 | DE_S | 13.2666
WONA5 | SE_NO_N | 12.6731
RO | SE_NO_N | 11.0512
WONA4 | SE_S | 10.3642
WONA2 | DE_S | 10.1888
WG_CHP | DE_S | 9.4889
WG_peak | DE_N | 9.4395
WONA4 | SE_NO_N | 9.3993
WOFF2 | DE_N | 9.1934
bat_cap | SE_S | 8.4183
WG | DE_S | 7.9181
WONA3 | FI | 7.8374
WG | DE_N | 7.7042
electrolyser | SE_S | 6.3028
electrolyser | SE_NO_N | 6.0493
EB | DE_S | 5.4661
EB | SE_S | 5.3591
bat_cap | FI | 5.323
HP | DE_S | 5.3137
WONA4 | NO_S | 5.1762
PVPA2 | NO_S | 4.9832
HP | DE_N | 4.7555
WONA5 | NO_S | 4.7459
WONA4 | FI | 4.7434
WONA5 | SE_S | 4.5676
electrolyser | FI | 4.4748
HP | SE_S | 4.1543
RR | DE_N | 4
EB | DE_N | 3.9803
WOFF5 | NO_S | 3.8204
WOFF3 | DE_N | 3.8136
H | DE_S | 3.115
RO | FI | 3.097
WG_peak | DE_S | 2.9994
bat_cap | NO_S | 2.8712
EB | FI | 2.59
HP | FI | 2.5541
WG | FI | 2.323
WOFF4 | SE_S | 2.2878
H | DE_N | 2.282
b | DE_S | 2.12
electrolyser | NO_S | 2.1097
WONA1 | DE_S | 2.0427
U | FI | 1.6
RO | SE_S | 1.5373
EB | SE_NO_N | 1.4291
PVPA1 | FI | 1.3784
PVPA2 | FI | 1.3289
WG_CHP | SE_S | 1.1689
PVPA1 | SE_S | 1.1572
WONA5 | FI | 1.0078
WG | SE_S | 1.0002
H_CHP | DE_S | 0.911
WONA5 | DE_S | 0.80931
B_CHP | DE_N | 0.66
W_CHP | SE_S | 0.4321
W_CHP | DE_S | 0.41777
HP | SE_NO_N | 0.3685
WG | NO_S | 0.34509
EB | NO_S | 0.31558
WG_peak | NO_S | 0.31086
HP | NO_S | 0.27222
W | FI | 0.26
WA_CHP | SE_S | 0.197
W_CHP | FI | 0.181
WA_CHP | FI | 0.18
WOFF2 | SE_S | 0.17469
H_CHP | FI | 0.125
W | SE_S | 0.093
WA_CHP | DE_N | 0.0732
WOFF2 | FI | 0.071
W_CHP | DE_N | 0.0661
PVPA1 | SE_NO_N | 0.06293
WA_CHP | DE_S | 0.0432
H | SE_NO_N | 0.0405
W | DE_N | 0.032
W | SE_NO_N | 0.023
WOFF2 | SE_NO_N | 0.01731
WG_peak | FI | 0.016413
WA_CHP | NO_S | 0.01305
W | DE_S | 0.0125
W_CHP | SE_NO_N | 0.0112

## ref334_out
tech | I_reg | capacity
H2store | DE_N | 1103.51
H2store | DE_S | 991.522
bat | DE_S | 369.362
H2store | SE_S | 313.294
H2store | FI | 252.97
bat | DE_N | 247.476
H2store | SE_NO_N | 204.92
PVPA2 | DE_S | 184.44
PVPA2 | DE_N | 136.383
WOFF5 | DE_N | 122.338
H2store | NO_S | 89.4026
PVR2 | DE_S | 63.0157
bat_cap | DE_S | 59.5907
U | DE_S | 50.3565
WG_peak | DE_N | 37.3599
PVPA1 | DE_S | 36.8452
bat | SE_S | 36.2845
bat_cap | DE_N | 35.6233
EB | DE_S | 31.5542
PVPA2 | SE_S | 30.6927
EB | DE_N | 29.0977
bat | FI | 26.9524
electrolyser | DE_S | 25.2929
PVPA2 | NO_S | 23.0066
WOFF5 | SE_S | 22.1434
electrolyser | DE_N | 20.3713
PVPA1 | DE_N | 19.6527
WG | DE_S | 17.8071
RO | NO_S | 16.3437
bat | NO_S | 16.2493
PVPA1 | FI | 15.0752
WONA5 | DE_N | 14.6853
WONA4 | DE_N | 13.5628
WONA4 | DE_S | 13.3568
WONA3 | DE_S | 13.2666
WONA5 | SE_NO_N | 12.6731
PVPA1 | SE_S | 11.3223
RO | SE_NO_N | 11.0512
WONA4 | SE_S | 10.3642
WONA2 | DE_S | 10.1888
WOFF2 | DE_N | 9.1934
WONA4 | SE_NO_N | 9.0753
WOFF5 | FI | 8.4379
bat_cap | SE_S | 8.0794
EB | SE_S | 7.6228
WOFF4 | FI | 7.4991
electrolyser | SE_S | 6.7389
WG_peak | DE_S | 6.4069
electrolyser | SE_NO_N | 6.2308
WONA4 | NO_S | 5.1762
bat_cap | FI | 5.0286
electrolyser | FI | 4.8811
WONA5 | NO_S | 4.7459
WONA4 | FI | 4.7434
WONA5 | SE_S | 4.5676
HP | DE_S | 4.2243
EB | FI | 4.2103
WG_peak | SE_S | 4.1993
RR | DE_N | 4
WOFF3 | DE_N | 3.8136
bat_cap | NO_S | 3.5388
HP | SE_S | 3.4263
WG | SE_S | 3.2777
H | DE_S | 3.115
RO | FI | 3.097
WG_peak | FI | 2.5196
electrolyser | NO_S | 2.3863
H | DE_N | 2.282
b | DE_S | 2.12
HP | FI | 2.0232
WG | FI | 1.9415
WG | DE_N | 1.8139
U | FI | 1.6
RO | SE_S | 1.5373
PVPA2 | FI | 1.3289
WONA5 | FI | 1.0078
WONA3 | FI | 0.93399
H_CHP | DE_S | 0.911
WONA5 | DE_S | 0.80931
HP | DE_N | 0.80483
B_CHP | DE_N | 0.66
EB | SE_NO_N | 0.6301
W_CHP | SE_S | 0.4321
EB | NO_S | 0.40341
WG_peak | NO_S | 0.38693
HP | SE_NO_N | 0.29343
WOFF5 | NO_S | 0.20988
HP | NO_S | 0.20025

## ref334
tech | I_reg | capacity
H2store | DE_S | 1036.94
H2store | DE_N | 1017.635
bat | DE_S | 337.467
H2store | SE_S | 335.922
bat | DE_N | 276.244
H2store | FI | 267.692
H2store | SE_NO_N | 203.3295
PVPA2 | DE_S | 184.44
PVPA2 | DE_N | 169.9365
WOFF5 | DE_N | 116.7505
H2store | NO_S | 89.2364
U | DE_S | 54.3376
bat_cap | DE_S | 53.9053
PVR2 | DE_S | 39.1013
bat_cap | DE_N | 37.5415
PVPA1 | DE_S | 36.8452
bat | FI | 35.1631
bat | SE_S | 34.6796
WG_peak | DE_N | 32.1322
PVPA2 | SE_S | 30.6927
EB | DE_N | 26.8967
electrolyser | DE_S | 25.4495
EB | DE_S | 21.5799
PVPA2 | NO_S | 20.391
electrolyser | DE_N | 20.0996
PVPA1 | DE_N | 19.6527
WG | DE_S | 17.3175
WOFF5 | SE_S | 17.1487
PVPA1 | FI | 16.4271
RO | NO_S | 16.3437
WONA5 | DE_N | 14.6853
PVPA1 | SE_S | 14.1812
bat | NO_S | 13.8304
WONA4 | DE_N | 13.5628
WONA4 | DE_S | 13.3568
WONA3 | DE_S | 13.2666
WONA5 | SE_NO_N | 12.6731
WOFF5 | FI | 11.7965
WOFF4 | SE_S | 11.3316
RO | SE_NO_N | 11.0512
WONA4 | SE_S | 10.3642
WONA2 | DE_S | 10.1889
WONA4 | SE_NO_N | 9.3399
WOFF2 | DE_N | 9.1934
bat_cap | SE_S | 7.6831
EB | SE_S | 7.0296
WG_peak | SE_S | 6.9285
WG_peak | DE_S | 6.8911
electrolyser | SE_S | 6.7352
electrolyser | SE_NO_N | 6.3841
bat_cap | FI | 5.4734
WONA4 | NO_S | 5.1762
WOFF4 | FI | 5.0659
HP | DE_S | 4.9481
WONA5 | NO_S | 4.7459
WONA4 | FI | 4.7434
electrolyser | FI | 4.7397
WONA5 | SE_S | 4.5676
EB | FI | 4.3449
bat_cap | NO_S | 4.1122
RR | DE_N | 4
WOFF3 | DE_N | 3.8136
HP | SE_S | 3.6479
H | DE_S | 3.115
RO | FI | 3.097
WONA3 | DE_N | 2.7942
WG | SE_S | 2.6268
WOFF5 | NO_S | 2.5009
WG_peak | FI | 2.4176
electrolyser | NO_S | 2.3794
H | DE_N | 2.282
b | DE_S | 2.12
HP | FI | 2.0698
U | FI | 1.6
RO | SE_S | 1.5373
WG | DE_N | 1.3992
HP | DE_N | 1.3758
WG | FI | 1.3367
PVPA2 | FI | 1.3289
WONA3 | FI | 1.2472
EB | SE_NO_N | 1.1445
WG_peak | NO_S | 1.1433
WONA5 | FI | 1.0078
H_CHP | DE_S | 0.911
WONA5 | DE_S | 0.80931
B_CHP | DE_N | 0.66
W_CHP | SE_S | 0.4321
EB | NO_S | 0.41005
HP | SE_NO_N | 0.25846
HP | NO_S | 0.2009

## ref134
tech | I_reg | capacity
H2store | DE_N | 1111.27
H2store | DE_S | 960.59
bat | DE_S | 370.938
H2store | SE_S | 320.003
H2store | FI | 252.631
bat | DE_N | 249.744
H2store | SE_NO_N | 210.651
PVPA2 | DE_S | 184.44
PVPA2 | DE_N | 131.223
WOFF5 | DE_N | 122.943
H2store | NO_S | 91.1293
PVR2 | DE_S | 68.5395
bat_cap | DE_S | 59.7356
U | DE_S | 49.9523
bat | FI | 39.1429
PVPA1 | DE_S | 36.8452
bat_cap | DE_N | 35.8371
bat | SE_S | 35.8297
WG_peak | DE_N | 35.6609
EB | DE_S | 30.7918
PVPA2 | SE_S | 30.6927
EB | DE_N | 28.345
electrolyser | DE_S | 25.2803
PVPA2 | NO_S | 23.8336
WOFF5 | SE_S | 22.1299
electrolyser | DE_N | 20.4625
PVPA1 | DE_N | 19.6527
bat | NO_S | 18.1341
WG | DE_S | 18.1183
RO | NO_S | 16.3437
PVPA1 | FI | 14.7938
WONA5 | DE_N | 14.6853
WONA4 | DE_N | 13.5628
WONA4 | DE_S | 13.3568
WONA3 | DE_S | 13.2666
WONA5 | SE_NO_N | 12.6731
RO | SE_NO_N | 11.0512
PVPA1 | SE_S | 11.0357
WOFF5 | FI | 10.7045
WONA4 | SE_S | 10.3642
WONA2 | DE_S | 10.1889
WONA4 | SE_NO_N | 9.2077
WOFF2 | DE_N | 9.1934
bat_cap | SE_S | 8.5317
EB | SE_S | 7.2798
electrolyser | SE_S | 6.7583
WG_peak | DE_S | 6.6503
electrolyser | SE_NO_N | 6.2839
bat_cap | FI | 6.2434
WG_peak | SE_S | 6.011
WONA4 | NO_S | 5.1762
bat_cap | NO_S | 5.0669
WOFF4 | FI | 4.9258
electrolyser | FI | 4.7858
WONA5 | NO_S | 4.7459
WONA4 | FI | 4.7434
WONA5 | SE_S | 4.5676
HP | DE_S | 4.2179
EB | FI | 4.1684
RR | DE_N | 4
WOFF3 | DE_N | 3.8136
HP | SE_S | 3.4803
WG | SE_S | 3.243
H | DE_S | 3.115
RO | FI | 3.097
electrolyser | NO_S | 2.3543
H | DE_N | 2.282
b | DE_S | 2.12
HP | FI | 2.0232
WG | FI | 1.9487
U | FI | 1.6
WG | DE_N | 1.5932
RO | SE_S | 1.5373
WG_peak | FI | 1.3344
PVPA2 | FI | 1.3289
WONA3 | FI | 1.2472
WONA5 | FI | 1.0078
H_CHP | DE_S | 0.911
HP | DE_N | 0.8874
WONA5 | DE_S | 0.80931
B_CHP | DE_N | 0.66
EB | SE_NO_N | 0.64846
W_CHP | SE_S | 0.4321
WG_peak | NO_S | 0.41908
EB | NO_S | 0.41805
HP | SE_NO_N | 0.28957
HP | NO_S | 0.19797

## ref151
tech | I_reg | capacity
H2store | DE_S | 1024.09
H2store | DE_N | 1006.9
bat | DE_S | 411.646
H2store | SE_S | 338.888
bat | DE_N | 282.766
H2store | FI | 257.842
H2store | SE_NO_N | 195.293
PVPA2 | DE_S | 184.44
PVPA2 | DE_N | 174.178
WOFF5 | DE_N | 116.843
H2store | NO_S | 96.0832
PVR2 | DE_S | 73.7499
bat_cap | DE_S | 65.7968
U | DE_S | 52.3994
WG_peak | DE_N | 45.2755
bat_cap | DE_N | 40.1666
PVPA1 | DE_S | 36.8452
bat | SE_S | 33.6985
PVPA2 | SE_S | 30.6927
EB | DE_S | 27.2063
electrolyser | DE_S | 26.0966
bat | FI | 22.1457
EB | DE_N | 20.1011
PVPA1 | SE_S | 19.8669
PVPA1 | DE_N | 19.6527
electrolyser | DE_N | 19.0387
WONA3 | FI | 17.3739
RO | NO_S | 16.3437
WG | DE_S | 15.9112
PVPA2 | NO_S | 15.5041
WONA5 | DE_N | 14.6853
PVPA1 | FI | 13.7247
WONA4 | DE_N | 13.5628
WONA4 | DE_S | 13.3568
WONA3 | DE_S | 13.2666
WG_peak | SE_S | 13.2302
WONA5 | SE_NO_N | 12.6731
WOFF5 | SE_S | 11.812
RO | SE_NO_N | 11.0512
WONA4 | SE_S | 10.3642
WONA2 | DE_S | 10.1889
WOFF2 | DE_N | 9.1934
WONA4 | SE_NO_N | 9.0331
WOFF4 | SE_S | 8.96
EB | SE_S | 7.5492
WOFF5 | FI | 7.0049
electrolyser | SE_S | 6.6652
electrolyser | SE_NO_N | 6.3339
bat_cap | SE_S | 6.1658
bat | NO_S | 6.013
WONA4 | NO_S | 5.1762
electrolyser | FI | 4.8553
WONA5 | NO_S | 4.7459
WONA4 | FI | 4.7434
WONA5 | SE_S | 4.5676
HP | DE_S | 4.4573
WG_peak | FI | 4.4229
RR | DE_N | 4
WOFF3 | DE_N | 3.8136
EB | FI | 3.7614
bat_cap | FI | 3.4597
HP | SE_S | 3.4217
WG_peak | DE_S | 3.1747
H | DE_S | 3.115
RO | FI | 3.097
WOFF5 | NO_S | 2.9203
WG_peak | NO_S | 2.6622
electrolyser | NO_S | 2.3491
WG | SE_S | 2.2907
H | DE_N | 2.282
HP | FI | 2.1353
b | DE_S | 2.12
HP | DE_N | 1.6706
U | FI | 1.6
RO | SE_S | 1.5373
bat_cap | NO_S | 1.441
EB | SE_NO_N | 1.3339
PVPA2 | FI | 1.3289
WONA5 | FI | 1.0078
H_CHP | DE_S | 0.911
WONA5 | DE_S | 0.80931
WG | FI | 0.80758
B_CHP | DE_N | 0.66
WG | DE_N | 0.55879
W_CHP | SE_S | 0.4321
EB | NO_S | 0.35255
HP | SE_NO_N | 0.23342
HP | NO_S | 0.20336

## ref133
tech | I_reg | capacity
H2store | DE_S | 1113.29
H2store | DE_N | 924
H2store | SE_S | 351.841
bat | DE_S | 303.996
bat | DE_N | 302.744
H2store | FI | 282.753
PVPA2 | DE_N | 208.65
H2store | SE_NO_N | 196.008
PVPA2 | DE_S | 184.44
WOFF5 | DE_N | 110.558
H2store | NO_S | 87.3434
U | DE_S | 58.7229
bat_cap | DE_S | 48.0749
bat_cap | DE_N | 39.2459
PVPA1 | DE_S | 36.8452
bat | SE_S | 33.5295
bat | FI | 31.1833
PVPA2 | SE_S | 30.6927
WG_peak | DE_N | 28.6036
electrolyser | DE_S | 25.6188
EB | DE_N | 25.4484
electrolyser | DE_N | 19.7366
PVPA1 | DE_N | 19.6527
PVPA1 | FI | 18.0603
PVPA1 | SE_S | 17.3267
PVPA2 | NO_S | 16.9484
WG | DE_S | 16.5166
RO | NO_S | 16.3437
WONA5 | DE_N | 14.6853
WONA4 | DE_N | 13.5628
WONA4 | DE_S | 13.3568
WONA3 | DE_S | 13.2666
WOFF5 | FI | 12.8885
WONA5 | SE_NO_N | 12.6731
EB | DE_S | 12.368
WOFF5 | SE_S | 12.1676
WOFF4 | SE_S | 11.3316
RO | SE_NO_N | 11.0512
WONA4 | SE_S | 10.3642
WONA2 | DE_S | 10.1889
PVR2 | DE_S | 9.6631
bat | NO_S | 9.5267
WONA4 | SE_NO_N | 9.472
WOFF2 | DE_N | 9.1934
WG_peak | SE_S | 7.846
WG_peak | DE_S | 7.1318
bat_cap | SE_S | 6.8346
EB | SE_S | 6.7795
electrolyser | SE_S | 6.712
electrolyser | SE_NO_N | 6.4843
HP | DE_S | 5.6783
WOFF4 | FI | 5.2059
WONA4 | NO_S | 5.1762
WONA5 | NO_S | 4.7459
WONA4 | FI | 4.7434
bat_cap | FI | 4.7035
electrolyser | FI | 4.6936
WONA5 | SE_S | 4.5676
EB | FI | 4.5214
RR | DE_N | 4
HP | SE_S | 3.8154
WOFF3 | DE_N | 3.8136
WG_peak | FI | 3.5008
bat_cap | NO_S | 3.1575
H | DE_S | 3.115
RO | FI | 3.097
WONA3 | DE_N | 2.7942
WOFF5 | NO_S | 2.5009
electrolyser | NO_S | 2.4045
H | DE_N | 2.282
b | DE_S | 2.12
HP | FI | 2.1164
WG | SE_S | 2.0105
WG_peak | NO_S | 1.8675
HP | DE_N | 1.8643
EB | SE_NO_N | 1.6405
U | FI | 1.6
RO | SE_S | 1.5373
PVPA2 | FI | 1.3289
WG | DE_N | 1.2051
WONA5 | FI | 1.0078
H_CHP | DE_S | 0.911
WONA5 | DE_S | 0.80931
WG | FI | 0.72465
B_CHP | DE_N | 0.66
W_CHP | SE_S | 0.4321
EB | NO_S | 0.40205
HP | SE_NO_N | 0.22735
HP | NO_S | 0.20382

## ref142
tech | I_reg | capacity
b | DE_S | 2.12
B_CHP | DE_N | 0.66
bat | DE_S | 382.074
bat | DE_N | 253.697
bat | FI | 35.0134
bat | SE_S | 28.8363
bat | NO_S | 11.4685
bat_cap | DE_S | 63.3535
bat_cap | DE_N | 36.2839
bat_cap | SE_S | 6.1249
bat_cap | FI | 5.2521
bat_cap | NO_S | 3.2119
EB | DE_S | 33.3596
EB | DE_N | 23.5975
EB | SE_S | 8.0736
EB | FI | 4.1288
EB | SE_NO_N | 1.9439
EB | NO_S | 0.30527
electrolyser | DE_S | 25.7568
electrolyser | DE_N | 20.1001
electrolyser | SE_S | 6.4487
electrolyser | SE_NO_N | 6.234
electrolyser | FI | 4.6517
electrolyser | NO_S | 2.2809
H | DE_S | 3.115
H | DE_N | 2.282
H_CHP | DE_S | 0.911
H2store | DE_N | 1174.37
H2store | DE_S | 977.891
H2store | SE_S | 312.342
H2store | FI | 255.417
H2store | SE_NO_N | 202.418
H2store | NO_S | 105.291
HP | DE_S | 3.9546
HP | SE_S | 2.9624
HP | FI | 2.0021
HP | DE_N | 1.4372
HP | NO_S | 0.18566
HP | SE_NO_N | 0.16215
PVPA1 | DE_S | 36.8452
PVPA1 | FI | 21.7838
PVPA1 | DE_N | 19.6527
PVPA1 | SE_S | 10.8052
PVPA2 | DE_S | 184.44
PVPA2 | DE_N | 161.55
PVPA2 | SE_S | 30.6927
PVPA2 | NO_S | 18.3111
PVPA2 | FI | 1.3289
PVR2 | DE_S | 61.0356
RO | NO_S | 16.3437
RO | SE_NO_N | 11.0512
RO | FI | 3.097
RO | SE_S | 1.5373
RR | DE_N | 4
U | DE_S | 49.3919
U | FI | 1.6
W_CHP | SE_S | 0.4321
WG | DE_S | 23.6187
WG | SE_S | 3.5765
WG | DE_N | 2.238
WG | FI | 1.0242
WG_peak | DE_N | 43.2787
WG_peak | SE_S | 8.0421
WG_peak | DE_S | 4.0125
WG_peak | FI | 3.5919
WG_peak | NO_S | 1.6702
WOFF2 | DE_N | 9.1934
WOFF3 | DE_N | 3.8136
WOFF4 | SE_S | 9.2114
WOFF4 | FI | 3.3379
WOFF5 | DE_N | 117.07
WOFF5 | SE_S | 14.8166
WOFF5 | FI | 8.338
WOFF5 | NO_S | 1.5634
WONA2 | DE_S | 10.1889
WONA3 | DE_S | 13.2666
WONA3 | FI | 6.9088
WONA4 | DE_N | 13.5628
WONA4 | DE_S | 13.3568
WONA4 | SE_S | 10.3642
WONA4 | SE_NO_N | 10.2863
WONA4 | NO_S | 5.1762
WONA4 | FI | 4.7434
WONA5 | DE_N | 14.6853
WONA5 | SE_NO_N | 12.6731
WONA5 | NO_S | 4.7459
WONA5 | SE_S | 4.5676
WONA5 | FI | 1.0078
WONA5 | DE_S | 0.80931

## ref132
tech | I_reg | capacity
H2store | DE_N | 1114.66
H2store | DE_S | 1008.47
bat | DE_S | 344.719
H2store | SE_S | 316.124
bat | DE_N | 264.544
H2store | FI | 235.836
PVPA2 | DE_S | 184.44
H2store | SE_NO_N | 157.757
PVPA2 | DE_N | 153.313
WOFF5 | DE_N | 117.267
H2store | NO_S | 99.2177
bat_cap | DE_S | 57.0185
U | DE_S | 50.9868
PVR2 | DE_S | 45.9382
WG_peak | DE_N | 41.3535
bat | FI | 37.197
bat_cap | DE_N | 37.1158
PVPA1 | DE_S | 36.8452
EB | DE_N | 31.2515
PVPA2 | SE_S | 30.6927
EB | DE_S | 29.7564
bat | SE_S | 25.8186
electrolyser | DE_S | 25.3883
PVPA2 | NO_S | 24.9916
PVPA1 | DE_N | 19.6527
electrolyser | DE_N | 19.6106
WG | DE_S | 18.3822
PVPA1 | FI | 17.2269
bat | NO_S | 16.8555
RO | NO_S | 16.3437
WONA5 | DE_N | 14.6853
WONA4 | DE_N | 13.5628
WONA4 | DE_S | 13.3568
WONA3 | DE_S | 13.2666
PVPA1 | SE_S | 12.8362
WONA5 | SE_NO_N | 12.6731
WOFF5 | SE_S | 11.417
WOFF4 | SE_S | 11.2931
RO | SE_NO_N | 11.0512
WONA4 | SE_S | 10.3642
WONA2 | DE_S | 10.1889
WG_peak | DE_S | 9.352
WOFF2 | DE_N | 9.1934
WOFF4 | FI | 8.952
WONA4 | SE_NO_N | 8.7454
WOFF5 | FI | 8.3872
WG_peak | SE_S | 7.7386
electrolyser | SE_S | 6.6992
EB | SE_S | 6.5667
bat_cap | SE_S | 6.0057
bat_cap | FI | 5.9049
electrolyser | SE_NO_N | 5.8638
WONA4 | NO_S | 5.1762
WONA5 | NO_S | 4.7459
WONA4 | FI | 4.7434
electrolyser | FI | 4.6149
WONA5 | SE_S | 4.5676
HP | DE_S | 4.3891
WG | SE_S | 4.0121
RR | DE_N | 4
WG | DE_N | 3.8532
WOFF3 | DE_N | 3.8136
bat_cap | NO_S | 3.6986
HP | SE_S | 3.5609
H | DE_S | 3.115
WG_peak | FI | 3.1021
RO | FI | 3.097
electrolyser | NO_S | 2.5137
EB | FI | 2.348
H | DE_N | 2.282
b | DE_S | 2.12
HP | FI | 2.0232
WG_peak | NO_S | 1.9266
U | FI | 1.6
RO | SE_S | 1.5373
PVPA2 | FI | 1.3289
WONA5 | FI | 1.0078
H_CHP | DE_S | 0.911
HP | DE_N | 0.86908
EB | SE_NO_N | 0.82763
WONA5 | DE_S | 0.80931
B_CHP | DE_N | 0.66
EB | NO_S | 0.65692
W_CHP | SE_S | 0.4321
HP | SE_NO_N | 0.28724
WG | NO_S | 0.20603
HP | NO_S | 0.1818

## ref124
tech | I_reg | capacity
b | DE_S | 2.12
B_CHP | DE_N | 0.66
bat | DE_S | 441.845
bat | DE_N | 257.059
bat | SE_S | 40.6545
bat | FI | 36.0997
bat | NO_S | 7.7374
bat_cap | DE_S | 68.7178
bat_cap | DE_N | 36.3719
bat_cap | SE_S | 8.0609
bat_cap | FI | 5.9746
bat_cap | NO_S | 2.1582
EB | DE_S | 30.926
EB | DE_N | 20.6179
EB | SE_S | 6.635
EB | FI | 3.6101
EB | SE_NO_N | 1.3489
EB | NO_S | 0.46694
electrolyser | DE_S | 24.9131
electrolyser | DE_N | 20.7436
electrolyser | SE_S | 6.6545
electrolyser | SE_NO_N | 6.5688
electrolyser | FI | 4.8449
electrolyser | NO_S | 2.3335
H | DE_S | 3.115
H | DE_N | 2.282
H_CHP | DE_S | 0.911
H2store | DE_N | 1139.79
H2store | DE_S | 959.832
H2store | SE_S | 358.699
H2store | FI | 291.825
H2store | SE_NO_N | 252.654
H2store | NO_S | 90.6246
HP | DE_S | 3.9574
HP | SE_S | 3.4141
HP | FI | 2.0496
HP | DE_N | 1.2023
HP | SE_NO_N | 0.23968
HP | NO_S | 0.18613
PVPA1 | DE_S | 36.8452
PVPA1 | SE_S | 20.0914
PVPA1 | DE_N | 19.6527
PVPA1 | FI | 18.7779
PVPA2 | DE_S | 184.44
PVPA2 | DE_N | 153.275
PVPA2 | SE_S | 30.6927
PVPA2 | NO_S | 18.625
PVPA2 | FI | 1.3289
PVR2 | DE_S | 99.0159
RO | NO_S | 16.3437
RO | SE_NO_N | 11.0512
RO | FI | 3.097
RO | SE_S | 1.5373
RR | DE_N | 4
U | DE_S | 46.65
U | FI | 1.6
W_CHP | SE_S | 0.4321
WG | DE_S | 18.1298
WG | DE_N | 3.0458
WG | FI | 1.7642
WG | SE_S | 0.71527
WG_peak | DE_N | 33.25
WG_peak | SE_S | 10.6094
WG_peak | DE_S | 4.5147
WG_peak | FI | 2.486
WG_peak | NO_S | 2.2357
WOFF2 | DE_N | 9.1934
WOFF3 | DE_N | 3.8136
WOFF4 | SE_S | 8.6666
WOFF5 | DE_N | 118.407
WOFF5 | FI | 16.3052
WOFF5 | SE_S | 12.5668
WOFF5 | NO_S | 1.3969
WONA2 | DE_S | 10.1889
WONA3 | DE_S | 13.2666
WONA4 | DE_N | 13.5628
WONA4 | DE_S | 13.3568
WONA4 | SE_S | 10.3642
WONA4 | SE_NO_N | 10.2192
WONA4 | NO_S | 5.1762
WONA4 | FI | 4.7434
WONA5 | DE_N | 14.6853
WONA5 | SE_NO_N | 12.6731
WONA5 | NO_S | 4.7459
WONA5 | SE_S | 4.5676
WONA5 | FI | 1.0078
WONA5 | DE_S | 0.80931

## ref141
tech | I_reg | capacity
H2store | DE_N | 1176.42
H2store | DE_S | 1013.51
bat | DE_S | 437.438
H2store | SE_S | 324.029
H2store | FI | 265.477
bat | DE_N | 256.649
H2store | SE_NO_N | 197.792
PVPA2 | DE_S | 184.44
PVPA2 | DE_N | 157.098
WOFF5 | DE_N | 117.042
H2store | NO_S | 109.281
PVR2 | DE_S | 90.0021
bat_cap | DE_S | 71.3006
U | DE_S | 47.2239
WG_peak | DE_N | 41.5403
PVPA1 | DE_S | 36.8452
bat_cap | DE_N | 36.4557
EB | DE_S | 35.7326
bat | SE_S | 30.8962
PVPA2 | SE_S | 30.6927
electrolyser | DE_S | 26.0537
bat | FI | 25.9034
WG | DE_S | 23.5853
EB | DE_N | 22.758
electrolyser | DE_N | 20.2484
PVPA1 | DE_N | 19.6527
WOFF5 | SE_S | 19.646
PVPA1 | FI | 17.5209
RO | NO_S | 16.3437
PVPA2 | NO_S | 14.8673
WONA5 | DE_N | 14.6853
WONA3 | FI | 14.5639
WONA4 | DE_N | 13.5628
WONA4 | DE_S | 13.3568
WONA3 | DE_S | 13.2666
WONA5 | SE_NO_N | 12.6731
PVPA1 | SE_S | 12.2627
RO | SE_NO_N | 11.0512
WG_peak | SE_S | 10.8101
WONA4 | SE_S | 10.3642
WONA4 | SE_NO_N | 10.2639
WONA2 | DE_S | 10.1889
WOFF2 | DE_N | 9.1934
EB | SE_S | 8.0124
bat | NO_S | 7.669
electrolyser | SE_S | 6.5748
electrolyser | SE_NO_N | 6.2251
WOFF5 | FI | 5.5707
bat_cap | SE_S | 5.3014
WONA4 | NO_S | 4.994
electrolyser | FI | 4.7891
WONA5 | NO_S | 4.7459
WONA4 | FI | 4.7434
WONA5 | SE_S | 4.5676
bat_cap | FI | 4.3391
WG | SE_S | 4.0697
RR | DE_N | 4
WG_peak | FI | 3.912
WOFF3 | DE_N | 3.8136
HP | DE_S | 3.6734
WG_peak | DE_S | 3.4201
H | DE_S | 3.115
RO | FI | 3.097
WOFF5 | NO_S | 2.9458
EB | FI | 2.9003
HP | SE_S | 2.8876
WG_peak | NO_S | 2.6625
electrolyser | NO_S | 2.3354
H | DE_N | 2.282
b | DE_S | 2.12
EB | SE_NO_N | 2.0352
bat_cap | NO_S | 1.9866
HP | FI | 1.8582
WOFF4 | SE_S | 1.7887
WG | DE_N | 1.656
U | FI | 1.6
RO | SE_S | 1.5373
HP | DE_N | 1.4281
WOFF4 | FI | 1.3727
PVPA2 | FI | 1.3289
WONA5 | FI | 1.0078
H_CHP | DE_S | 0.911
WONA5 | DE_S | 0.80931
B_CHP | DE_N | 0.66
WG | FI | 0.60615
W_CHP | SE_S | 0.4321
EB | NO_S | 0.40558
W | FI | 0.26
WA_CHP | SE_S | 0.197
W_CHP | FI | 0.181
WA_CHP | FI | 0.18
WOFF2 | SE_S | 0.17469
HP | NO_S | 0.16791
H_CHP | FI | 0.125
HP | SE_NO_N | 0.099988

## ref131
tech | I_reg | capacity
H2store | DE_N | 1192.91
H2store | DE_S | 985.224
bat | DE_S | 424.933
H2store | SE_S | 418.564
H2store | FI | 260.562
bat | DE_N | 235.286
H2store | SE_NO_N | 215.44
PVPA2 | DE_S | 184.44
WOFF5 | DE_N | 125.169
PVPA2 | DE_N | 123.912
H2store | NO_S | 99.5439
PVR2 | DE_S | 89.264
bat_cap | DE_S | 68.1619
U | DE_S | 48.9142
WG_peak | DE_N | 46.6569
PVPA1 | DE_S | 36.8452
EB | DE_S | 35.6313
bat_cap | DE_N | 33.4212
bat | SE_S | 32.3305
PVPA2 | SE_S | 30.6927
bat | FI | 26.9342
electrolyser | DE_S | 25.2881
WOFF5 | SE_S | 23.2124
EB | DE_N | 22.0464
electrolyser | DE_N | 21.1825
PVPA1 | DE_N | 19.6527
WG | DE_S | 17.8279
PVPA1 | FI | 17.809
RO | NO_S | 16.3437
PVPA2 | NO_S | 15.7927
WONA5 | DE_N | 14.6853
WG_peak | SE_S | 14.6534
WONA3 | FI | 14.4111
WONA4 | DE_N | 13.5628
WONA4 | DE_S | 13.3568
WONA3 | DE_S | 13.2666
WONA5 | SE_NO_N | 12.6731
RO | SE_NO_N | 11.0512
WONA4 | SE_S | 10.3642
WONA2 | DE_S | 10.1889
WONA4 | SE_NO_N | 9.933
EB | SE_S | 9.3614
WOFF2 | DE_N | 9.1934
PVPA1 | SE_S | 8.6079
electrolyser | SE_S | 7.0461
bat | NO_S | 6.6988
electrolyser | SE_NO_N | 6.3498
bat_cap | SE_S | 5.4722
WONA4 | NO_S | 5.1762
electrolyser | FI | 4.9354
WOFF5 | FI | 4.7809
WONA5 | NO_S | 4.7459
WONA4 | FI | 4.7434
WONA5 | SE_S | 4.5676
bat_cap | FI | 4.5556
RR | DE_N | 4
HP | DE_S | 3.9586
WOFF3 | DE_N | 3.8136
WG_peak | DE_S | 3.4289
H | DE_S | 3.115
RO | FI | 3.097
WOFF4 | FI | 3.0912
WG_peak | NO_S | 3.0479
WG_peak | FI | 2.9853
HP | SE_S | 2.9074
EB | FI | 2.8855
EB | SE_NO_N | 2.7142
WOFF5 | NO_S | 2.4548
electrolyser | NO_S | 2.4286
H | DE_N | 2.282
b | DE_S | 2.12
HP | FI | 1.9307
bat_cap | NO_S | 1.6748
U | FI | 1.6
WG | SE_S | 1.5734
RO | SE_S | 1.5373
PVPA2 | FI | 1.3289
WG | FI | 1.2353
HP | DE_N | 1.1956
WONA5 | FI | 1.0078
H_CHP | DE_S | 0.911
WONA5 | DE_S | 0.80931
B_CHP | DE_N | 0.66
EB | NO_S | 0.44524
W_CHP | SE_S | 0.4321
W | FI | 0.26
WA_CHP | SE_S | 0.197
W_CHP | FI | 0.181
WA_CHP | FI | 0.18
WOFF2 | SE_S | 0.17469
HP | NO_S | 0.16442
H_CHP | FI | 0.125
HP | SE_NO_N | 0.073688

## ref123
tech | I_reg | capacity
WONA5 | DE_N | 14.6853
WONA5 | SE_NO_N | 12.6731
WONA5 | NO_S | 4.7459
WONA5 | SE_S | 4.5676
WONA5 | FI | 1.0078
WONA5 | DE_S | 0.80931
WONA4 | DE_N | 13.5628
WONA4 | DE_S | 13.3568
WONA4 | SE_S | 10.3642
WONA4 | SE_NO_N | 8.4277
WONA4 | NO_S | 5.1762
WONA4 | FI | 4.7434
WONA3 | DE_S | 13.2666
WONA3 | DE_N | 5.7881
WONA3 | FI | 3.1219
WONA2 | DE_S | 10.1889
WOFF5 | DE_N | 114.809
WOFF5 | SE_S | 14.3607
WOFF5 | FI | 13.5175
WOFF4 | SE_S | 8.4533
WOFF4 | NO_S | 2.3786
WOFF3 | DE_N | 3.8136
WOFF2 | DE_N | 9.1934
WOFF2 | SE_S | 0.17469
WG_peak | DE_N | 36.3901
WG_peak | SE_S | 7.4163
WG_peak | DE_S | 6.4777
WG_peak | FI | 3.6292
WG_peak | NO_S | 1.1303
WG | DE_S | 17.1446
WG | FI | 0.47532
WG | SE_S | 0.14987
WA_CHP | SE_S | 0.197
WA_CHP | FI | 0.18
W_CHP | SE_S | 0.4321
W_CHP | FI | 0.181
W | FI | 0.26
U | DE_S | 56.7978
U | FI | 1.6
RR | DE_N | 4
RO | NO_S | 16.3437
RO | SE_NO_N | 11.0512
RO | FI | 3.097
RO | SE_S | 1.5373
PVPA2 | DE_S | 184.44
PVPA2 | DE_N | 175.944
PVPA2 | SE_S | 30.6927
PVPA2 | NO_S | 16.5352
PVPA2 | FI | 1.3289
PVPA1 | DE_S | 36.8452
PVPA1 | FI | 24.6658
PVPA1 | DE_N | 19.6527
PVPA1 | SE_S | 11.218
HP | DE_S | 4.8257
HP | SE_S | 3.1574
HP | FI | 1.9237
HP | DE_N | 1.2719
HP | SE_NO_N | 0.28017
HP | NO_S | 0.18961
H2store | DE_N | 1123.47
H2store | DE_S | 930.114
H2store | SE_S | 277.535
H2store | FI | 221.83
H2store | SE_NO_N | 165.336
H2store | NO_S | 81.1623
H_CHP | DE_S | 0.911
H_CHP | FI | 0.125
H | DE_S | 3.115
H | DE_N | 2.282
electrolyser | DE_S | 24.7225
electrolyser | DE_N | 19.8602
electrolyser | SE_S | 6.4522
electrolyser | SE_NO_N | 6.1553
electrolyser | FI | 4.8475
electrolyser | NO_S | 2.4146
EB | DE_S | 23.5905
EB | DE_N | 23.5896
EB | SE_S | 9.2367
EB | FI | 3.3704
EB | SE_NO_N | 0.94777
EB | NO_S | 0.49599
bat_cap | DE_N | 43.5573
bat_cap | DE_S | 38.8508
bat_cap | SE_S | 8.7335
bat_cap | FI | 8.1668
bat_cap | NO_S | 3.3877
bat | DE_N | 306.642
bat | DE_S | 223.408
bat | FI | 53.3461
bat | SE_S | 30.3105
bat | NO_S | 12.4694
B_CHP | DE_N | 0.66
b | DE_S | 2.12

## ref122
tech | I_reg | capacity
H2store | DE_N | 1052.16
H2store | DE_S | 1039.81
bat | DE_S | 467.238
H2store | SE_S | 282.76
bat | DE_N | 241.142
H2store | FI | 208.309
PVPA2 | DE_S | 184.44
H2store | SE_NO_N | 151.083
PVPA2 | DE_N | 128.599
WOFF5 | DE_N | 119.664
PVR2 | DE_S | 95.145
H2store | NO_S | 75.9598
bat_cap | DE_S | 75.7069
bat | SE_S | 56.567
U | DE_S | 47.3163
bat | FI | 39.3824
PVPA1 | DE_S | 36.8452
WG_peak | DE_N | 36.5994
bat_cap | DE_N | 36.5684
PVPA2 | SE_S | 30.6927
electrolyser | DE_S | 26.8723
EB | DE_S | 25.4548
EB | DE_N | 25.1477
PVPA1 | DE_N | 19.6527
electrolyser | DE_N | 19.2738
WOFF5 | SE_S | 18.9422
PVPA1 | SE_S | 18.1527
PVPA2 | NO_S | 17.426
WG | DE_S | 17.2769
RO | NO_S | 16.3437
PVPA1 | FI | 15.5106
WONA5 | DE_N | 14.6853
WONA4 | DE_N | 13.5628
WONA4 | DE_S | 13.3568
WONA3 | DE_S | 13.2666
WONA5 | SE_NO_N | 12.6731
RO | SE_NO_N | 11.0512
bat_cap | SE_S | 10.8456
WOFF5 | FI | 10.6751
WONA4 | SE_S | 10.3642
EB | SE_S | 10.2402
WONA2 | DE_S | 10.1888
bat | NO_S | 10.1272
WONA4 | SE_NO_N | 9.2053
WOFF2 | DE_N | 9.1934
WG_peak | DE_S | 6.596
electrolyser | SE_S | 6.422
bat_cap | FI | 6.2682
electrolyser | SE_NO_N | 5.9872
WONA3 | DE_N | 5.7878
WONA4 | NO_S | 5.1762
WONA5 | NO_S | 4.7459
WONA4 | FI | 4.7434
WG_peak | SE_S | 4.7108
EB | FI | 4.6347
WONA5 | SE_S | 4.5676
electrolyser | FI | 4.473
HP | DE_S | 4.1254
WOFF4 | FI | 4.0072
RR | DE_N | 4
WOFF3 | DE_N | 3.8136
WONA3 | FI | 3.4665
WG | SE_S | 3.2824
bat_cap | NO_S | 3.1483
H | DE_S | 3.115
RO | FI | 3.097
HP | SE_S | 2.8746
electrolyser | NO_S | 2.4976
H | DE_N | 2.282
b | DE_S | 2.12
WOFF5 | NO_S | 1.9353
WG | FI | 1.9182
HP | FI | 1.7898
U | FI | 1.6
RO | SE_S | 1.5373
EB | SE_NO_N | 1.3774
PVPA2 | FI | 1.3289
WG_peak | NO_S | 1.1702
WONA5 | FI | 1.0078
H_CHP | DE_S | 0.911
WONA5 | DE_S | 0.80931
B_CHP | DE_N | 0.66
WG_peak | FI | 0.5052
HP | DE_N | 0.49113
WOFF4 | SE_S | 0.48566
W_CHP | SE_S | 0.4321
EB | NO_S | 0.39981
W | FI | 0.26
HP | SE_NO_N | 0.23205
HP | NO_S | 0.20867
WA_CHP | SE_S | 0.197
W_CHP | FI | 0.181
WA_CHP | FI | 0.18
WOFF2 | SE_S | 0.17469
H_CHP | FI | 0.125

## ref121
tech | I_reg | capacity
H2store | DE_N | 1086.02
H2store | DE_S | 926.598
bat | DE_N | 321.508
H2store | SE_S | 303.687
H2store | FI | 254.282
bat | DE_S | 222.178
PVPA2 | DE_N | 186.084
PVPA2 | DE_S | 184.44
H2store | SE_NO_N | 165.919
WOFF5 | DE_N | 118.366
H2store | NO_S | 86.8696
U | DE_S | 57.0463
bat_cap | DE_N | 45.6687
WG_peak | DE_N | 42.9396
bat_cap | DE_S | 38.1378
PVPA1 | DE_S | 36.8452
PVPA2 | SE_S | 30.6927
bat | SE_S | 27.183
EB | DE_N | 26.9766
bat | FI | 25.0585
electrolyser | DE_S | 24.8556
EB | DE_S | 23.987
PVPA1 | FI | 21.4237
electrolyser | DE_N | 19.6845
PVPA1 | DE_N | 19.6527
WG | DE_S | 16.9351
WG_peak | SE_S | 16.5416
RO | NO_S | 16.3437
PVPA2 | NO_S | 15.8463
WOFF5 | SE_S | 14.8717
WONA5 | DE_N | 14.6853
WONA3 | FI | 13.9086
WONA4 | DE_N | 13.5628
WONA4 | DE_S | 13.3568
WONA3 | DE_S | 13.2666
WONA5 | SE_NO_N | 12.6731
RO | SE_NO_N | 11.0512
PVPA1 | SE_S | 10.7659
WONA4 | SE_S | 10.3642
WONA2 | DE_S | 10.1889
EB | SE_S | 10.1763
WOFF2 | DE_N | 9.1934
WONA4 | SE_NO_N | 8.9841
WOFF5 | FI | 7.781
WG_peak | DE_S | 7.0523
bat | NO_S | 6.9413
electrolyser | SE_S | 6.6076
WOFF4 | SE_S | 6.5427
electrolyser | SE_NO_N | 6.2288
WG_peak | FI | 5.4733
WONA4 | NO_S | 5.1762
electrolyser | FI | 4.8999
bat_cap | SE_S | 4.8869
WONA5 | NO_S | 4.7459
WONA4 | FI | 4.7434
WONA5 | SE_S | 4.5676
HP | DE_S | 4.5563
bat_cap | FI | 4.3179
EB | FI | 4.0232
RR | DE_N | 4
WOFF3 | DE_N | 3.8136
H | DE_S | 3.115
RO | FI | 3.097
HP | SE_S | 3.0033
WG_peak | NO_S | 2.7474
electrolyser | NO_S | 2.4141
WOFF5 | NO_S | 2.2877
H | DE_N | 2.282
b | DE_S | 2.12
HP | FI | 1.8828
EB | SE_NO_N | 1.7335
U | FI | 1.6
RO | SE_S | 1.5373
bat_cap | NO_S | 1.5115
PVPA2 | FI | 1.3289
WONA5 | FI | 1.0078
H_CHP | DE_S | 0.911
HP | DE_N | 0.85909
WONA5 | DE_S | 0.80931
B_CHP | DE_N | 0.66
EB | NO_S | 0.50821
WG | SE_S | 0.47474
W_CHP | SE_S | 0.4321
WG | FI | 0.34883
W | FI | 0.26
WA_CHP | SE_S | 0.197
HP | SE_NO_N | 0.1917
W_CHP | FI | 0.181
HP | NO_S | 0.18016
WA_CHP | FI | 0.18
WOFF2 | SE_S | 0.17469
H_CHP | FI | 0.125

## ref112
tech | I_reg | capacity
H2store | DE_S | 1239.18
H2store | DE_N | 981.257
bat | DE_S | 404.416
H2store | SE_S | 261.325
H2store | SE_NO_N | 236.188
H2store | FI | 228.737
bat | DE_N | 227.959
PVPA2 | DE_S | 184.44
PVPA2 | DE_N | 144.009
WOFF5 | DE_N | 123.097
H2store | NO_S | 82.737
PVR2 | DE_S | 70.395
bat_cap | DE_S | 68.2587
U | DE_S | 50.1327
bat | SE_S | 48.1972
bat | FI | 46.2761
PVPA1 | DE_S | 36.8452
WG_peak | DE_N | 33.8621
EB | DE_S | 33.721
bat_cap | DE_N | 32.8731
PVPA2 | SE_S | 30.6927
EB | DE_N | 24.6415
electrolyser | DE_S | 24.1702
PVPA1 | FI | 21.4776
electrolyser | DE_N | 21.0062
WG | DE_S | 20.9048
PVPA1 | DE_N | 19.6527
RO | NO_S | 16.3437
PVPA1 | SE_S | 16.1229
WONA5 | DE_N | 14.6853
WONA4 | DE_N | 13.5628
WONA4 | DE_S | 13.3568
WONA3 | DE_S | 13.2666
WOFF4 | SE_S | 13.1792
WONA5 | SE_NO_N | 12.6731
PVPA2 | NO_S | 12.5046
WONA3 | FI | 11.6585
RO | SE_NO_N | 11.0512
bat | NO_S | 10.6944
WONA4 | SE_S | 10.3642
WONA2 | DE_S | 10.1889
bat_cap | SE_S | 9.989
WONA4 | SE_NO_N | 9.28
WOFF2 | DE_N | 9.1934
EB | SE_S | 9.1514
WOFF5 | SE_S | 8.1685
WOFF5 | FI | 7.8243
WG_peak | SE_S | 7.2599
bat_cap | FI | 6.5822
electrolyser | SE_S | 6.3864
electrolyser | SE_NO_N | 6.1499
WONA3 | DE_N | 5.7881
WONA4 | NO_S | 5.1762
WONA5 | NO_S | 4.7459
WONA4 | FI | 4.7434
WONA5 | SE_S | 4.5676
electrolyser | FI | 4.4128
WG_peak | DE_S | 4.1905
RR | DE_N | 4
EB | FI | 3.9232
WOFF3 | DE_N | 3.8136
H | DE_S | 3.115
RO | FI | 3.097
HP | DE_S | 3.0839
WG_peak | FI | 2.8913
bat_cap | NO_S | 2.7428
HP | SE_S | 2.7392
WOFF4 | NO_S | 2.3787
H | DE_N | 2.282
electrolyser | NO_S | 2.2526
b | DE_S | 2.12
HP | FI | 1.7444
U | FI | 1.6
RO | SE_S | 1.5373
WG_peak | NO_S | 1.4114
PVPA2 | FI | 1.3289
WG | SE_S | 1.2084
EB | SE_NO_N | 1.0885
WONA5 | FI | 1.0078
H_CHP | DE_S | 0.911
WONA5 | DE_S | 0.80931
B_CHP | DE_N | 0.66
HP | DE_N | 0.58334
W_CHP | SE_S | 0.4321
HP | SE_NO_N | 0.26109
W | FI | 0.26
EB | NO_S | 0.23805
WOFF5 | NO_S | 0.22061
HP | NO_S | 0.19995
WA_CHP | SE_S | 0.197
W_CHP | FI | 0.181
WA_CHP | FI | 0.18
WOFF2 | SE_S | 0.17469
H_CHP | FI | 0.125

## ref111
tech | I_reg | capacity
H2store | DE_S | 1167.13
H2store | DE_N | 971.561
bat | DE_S | 423.708
H2store | SE_S | 262.499
H2store | FI | 246.543
bat | DE_N | 243.64
H2store | SE_NO_N | 222.76
PVPA2 | DE_S | 184.44
PVPA2 | DE_N | 148.71
WOFF5 | DE_N | 121.533
PVR2 | DE_S | 81.8537
H2store | NO_S | 77.5942
bat_cap | DE_S | 70.588
U | DE_S | 49.1667
WG_peak | DE_N | 45.9575
bat | SE_S | 40.2984
PVPA1 | DE_S | 36.8452
EB | DE_S | 36.1619
bat_cap | DE_N | 34.6329
PVPA2 | SE_S | 30.6927
bat | FI | 27.2058
EB | DE_N | 25.8488
electrolyser | DE_S | 24.2312
WONA3 | FI | 22.0032
PVPA1 | FI | 21.3794
WG | DE_S | 21.0331
electrolyser | DE_N | 20.3205
PVPA1 | DE_N | 19.6527
RO | NO_S | 16.3437
WG_peak | SE_S | 15.011
WONA5 | DE_N | 14.6853
PVPA1 | SE_S | 13.6671
WONA4 | DE_N | 13.5628
WONA4 | DE_S | 13.3568
WONA3 | DE_S | 13.2666
WONA5 | SE_NO_N | 12.6731
PVPA2 | NO_S | 12.5565
WOFF4 | SE_S | 11.4129
RO | SE_NO_N | 11.0512
WONA4 | SE_S | 10.3642
WONA2 | DE_S | 10.1889
EB | SE_S | 9.9856
WOFF5 | SE_S | 9.567
WOFF2 | DE_N | 9.1934
WONA4 | SE_NO_N | 8.7261
bat_cap | SE_S | 6.4897
electrolyser | SE_S | 6.399
electrolyser | SE_NO_N | 6.1838
bat | NO_S | 5.9661
WONA3 | DE_N | 5.7881
WONA4 | NO_S | 5.1762
EB | FI | 4.9477
electrolyser | FI | 4.8259
WONA5 | NO_S | 4.7459
WONA4 | FI | 4.7434
WONA5 | SE_S | 4.5676
WG_peak | FI | 4.526
bat_cap | FI | 4.2092
RR | DE_N | 4
WOFF3 | DE_N | 3.8136
H | DE_S | 3.115
RO | FI | 3.097
HP | DE_S | 2.8287
WG_peak | NO_S | 2.6928
HP | SE_S | 2.5932
WOFF5 | NO_S | 2.5162
electrolyser | NO_S | 2.3628
H | DE_N | 2.282
b | DE_S | 2.12
HP | FI | 1.7222
U | FI | 1.6
RO | SE_S | 1.5373
bat_cap | NO_S | 1.4578
PVPA2 | FI | 1.3289
WOFF5 | FI | 1.2297
EB | SE_NO_N | 1.0601
WONA5 | FI | 1.0078
H_CHP | DE_S | 0.911
WG | SE_S | 0.89669
WONA5 | DE_S | 0.80931
B_CHP | DE_N | 0.66
EB | NO_S | 0.46264
W_CHP | SE_S | 0.4321
HP | DE_N | 0.39185
WG_peak | DE_S | 0.38379
W | FI | 0.26
HP | SE_NO_N | 0.24585
WA_CHP | SE_S | 0.197
HP | NO_S | 0.18439
W_CHP | FI | 0.181
WA_CHP | FI | 0.18
WOFF2 | SE_S | 0.17469
H_CHP | FI | 0.125

## ref33
tech | I_reg | capacity
H2store | DE_N | 1080.11
H2store | DE_S | 974.029
H2store | SE_S | 324.262
bat | DE_S | 270.415
bat | DE_N | 269.9
H2store | FI | 254.423
H2store | SE_NO_N | 206.137
PVPA2 | DE_S | 184.44
PVPA2 | DE_N | 177.318
WOFF5 | DE_N | 111.086
H2store | NO_S | 93.5938
U | DE_S | 56.5569
bat_cap | DE_S | 45.6878
bat | SE_S | 43.3351
bat_cap | DE_N | 38.7948
PVPA1 | DE_S | 36.8452
WG_peak | DE_N | 33.1215
bat | FI | 32.4327
PVPA2 | SE_S | 30.6927
electrolyser | DE_S | 25.581
EB | DE_N | 25.533
WG | DE_S | 23.6974
PVPA1 | FI | 21.3597
PVPA2 | NO_S | 20.2015
EB | DE_S | 20.101
electrolyser | DE_N | 20.022
PVPA1 | DE_N | 19.6527
bat | NO_S | 17.845
RO | NO_S | 16.3437
PVPA1 | SE_S | 15.7107
WONA5 | DE_N | 14.6853
WONA4 | DE_N | 13.5628
WONA4 | DE_S | 13.3568
WONA3 | DE_S | 13.2666
WOFF5 | SE_S | 12.6745
WONA5 | SE_NO_N | 12.6731
RO | SE_NO_N | 11.0512
PVR2 | DE_S | 10.9709
WONA4 | SE_S | 10.3642
WONA2 | DE_S | 10.1888
WONA4 | SE_NO_N | 9.973
WOFF4 | SE_S | 9.875
WOFF2 | DE_N | 9.1934
WOFF4 | FI | 7.9604
WG_peak | SE_S | 7.5652
WOFF5 | FI | 7.3758
bat_cap | SE_S | 6.5811
electrolyser | SE_S | 6.5189
electrolyser | SE_NO_N | 6.2975
WONA3 | DE_N | 5.7881
EB | SE_S | 5.6578
bat_cap | FI | 5.6522
WONA4 | NO_S | 5.1762
HP | DE_S | 4.8719
WONA5 | NO_S | 4.7459
WONA4 | FI | 4.7434
electrolyser | FI | 4.7289
bat_cap | NO_S | 4.7027
WONA5 | SE_S | 4.5676
RR | DE_N | 4
WOFF3 | DE_N | 3.8136
WG_peak | FI | 3.4148
HP | SE_S | 3.4128
H | DE_S | 3.115
RO | FI | 3.097
WG_peak | DE_S | 2.9403
EB | FI | 2.444
electrolyser | NO_S | 2.3899
H | DE_N | 2.282
b | DE_S | 2.12
HP | FI | 1.8433
U | FI | 1.6
RO | SE_S | 1.5373
WG | SE_S | 1.4358
WG_peak | NO_S | 1.3457
PVPA2 | FI | 1.3289
WOFF5 | NO_S | 1.3207
HP | DE_N | 1.0292
WONA5 | FI | 1.0078
H_CHP | DE_S | 0.911
WONA5 | DE_S | 0.80931
EB | SE_NO_N | 0.74195
B_CHP | DE_N | 0.66
W_CHP | SE_S | 0.4321
EB | NO_S | 0.36933
HP | SE_NO_N | 0.28944
W | FI | 0.26
HP | NO_S | 0.19923
WA_CHP | SE_S | 0.197
W_CHP | FI | 0.181
WA_CHP | FI | 0.18
WOFF2 | SE_S | 0.17469
H_CHP | FI | 0.125
W | SE_S | 0.093
WG | DE_N | 0.090002
WA_CHP | DE_N | 0.0732
WOFF2 | FI | 0.071
W_CHP | DE_N | 0.0661
PVPA1 | SE_NO_N | 0.06293
WG | FI | 0.050015
WA_CHP | DE_S | 0.0432
H | SE_NO_N | 0.0405
W | DE_N | 0.032
W | SE_NO_N | 0.023
WOFF2 | SE_NO_N | 0.01731
W_CHP | DE_S | 0.01711
WA_CHP | NO_S | 0.01305
W | DE_S | 0.0125
W_CHP | SE_NO_N | 0.0112

## ref32
tech | I_reg | capacity
H2store | DE_S | 1135.66
H2store | DE_N | 1096.91
H2store | SE_S | 429.363
bat | DE_S | 315.178
H2store | FI | 280.276
bat | DE_N | 274.454
H2store | SE_NO_N | 230.995
PVPA2 | DE_N | 184.565
PVPA2 | DE_S | 184.44
WOFF5 | DE_N | 119.495
H2store | NO_S | 96.3577
U | DE_S | 58.9216
bat_cap | DE_S | 50.8699
bat | SE_S | 42.2907
bat_cap | DE_N | 39.4118
PVPA1 | DE_S | 36.8452
PVPA2 | SE_S | 30.6927
WG_peak | DE_N | 29.2069
bat | FI | 27.0882
electrolyser | DE_S | 25.7789
EB | DE_N | 24.026
electrolyser | DE_N | 20.6184
PVPA1 | SE_S | 19.8787
PVPA1 | DE_N | 19.6527
PVPA2 | NO_S | 18.0095
RO | NO_S | 16.3437
EB | DE_S | 15.3728
WG | DE_S | 15.0028
PVPA1 | FI | 14.7956
WONA5 | DE_N | 14.6853
WONA4 | DE_N | 13.5628
WOFF4 | SE_S | 13.4465
WONA4 | DE_S | 13.3568
WONA3 | DE_S | 13.2666
WONA5 | SE_NO_N | 12.6731
WOFF5 | FI | 12.3365
RO | SE_NO_N | 11.0512
PVR2 | DE_S | 10.5202
WONA4 | SE_S | 10.3642
WONA2 | DE_S | 10.1888
bat | NO_S | 10.0769
WONA4 | SE_NO_N | 9.7891
WG_peak | DE_S | 9.2055
WOFF2 | DE_N | 9.1934
WG_peak | SE_S | 8.3422
WOFF5 | SE_S | 8.1004
bat_cap | SE_S | 7.2445
electrolyser | SE_S | 6.7527
EB | SE_S | 6.4331
electrolyser | SE_NO_N | 6.4218
WOFF4 | FI | 5.6436
HP | DE_S | 5.5899
WONA4 | NO_S | 5.1762
WONA5 | NO_S | 4.7459
WONA4 | FI | 4.7434
electrolyser | FI | 4.6758
WONA5 | SE_S | 4.5676
bat_cap | FI | 4.34
RR | DE_N | 4
WOFF3 | DE_N | 3.8136
HP | SE_S | 3.4612
H | DE_S | 3.115
RO | FI | 3.097
bat_cap | NO_S | 3.0235
WG_peak | NO_S | 3.0042
WG_peak | FI | 2.8227
EB | FI | 2.7954
electrolyser | NO_S | 2.3438
H | DE_N | 2.282
b | DE_S | 2.12
HP | FI | 1.9423
EB | SE_NO_N | 1.8663
WOFF5 | NO_S | 1.7337
U | FI | 1.6
RO | SE_S | 1.5373
HP | DE_N | 1.422
PVPA2 | FI | 1.3289
WONA5 | FI | 1.0078
H_CHP | DE_S | 0.911
WONA5 | DE_S | 0.80931
WG | FI | 0.7354
B_CHP | DE_N | 0.66
W_CHP | SE_S | 0.4321
W | FI | 0.26
EB | NO_S | 0.23067
HP | NO_S | 0.21061
HP | SE_NO_N | 0.205
WG | SE_S | 0.20292
WA_CHP | SE_S | 0.197
W_CHP | FI | 0.181
WA_CHP | FI | 0.18
WOFF2 | SE_S | 0.17469
H_CHP | FI | 0.125
W | SE_S | 0.093
WA_CHP | DE_N | 0.0732
WOFF2 | FI | 0.071
W_CHP | DE_N | 0.0661
PVPA1 | SE_NO_N | 0.06293
WA_CHP | DE_S | 0.0432
H | SE_NO_N | 0.0405
W | DE_N | 0.032
W | SE_NO_N | 0.023
WOFF2 | SE_NO_N | 0.01731
W_CHP | DE_S | 0.01711
WA_CHP | NO_S | 0.01305
W | DE_S | 0.0125
W_CHP | SE_NO_N | 0.0112

## ref31
tech | I_reg | capacity
H2store | DE_S | 1156.22
H2store | DE_N | 980.298
H2store | SE_S | 400.198
bat | DE_N | 348.797
bat | DE_S | 306.983
H2store | SE_NO_N | 257.75
H2store | FI | 251.078
PVPA2 | DE_N | 198.611
PVPA2 | DE_S | 184.44
WOFF5 | DE_N | 115.046
H2store | NO_S | 108.918
bat | SE_S | 67.0654
U | DE_S | 54.6376
bat_cap | DE_S | 49.4568
bat_cap | DE_N | 49.2201
bat | FI | 38.1219
PVR2 | DE_S | 37.8917
PVPA1 | DE_S | 36.8452
PVPA2 | SE_S | 30.6927
EB | DE_S | 26.3222
electrolyser | DE_S | 24.8255
EB | DE_N | 21.0096
PVPA1 | SE_S | 20.0914
PVPA1 | DE_N | 19.6527
electrolyser | DE_N | 19.3395
WG_peak | DE_N | 18.8736
PVPA2 | NO_S | 17.8811
bat | NO_S | 17.0188
RO | NO_S | 16.3437
WG | DE_S | 14.796
WONA5 | DE_N | 14.6853
WOFF5 | FI | 14.1508
WONA4 | DE_N | 13.5628
WONA4 | DE_S | 13.3568
WONA3 | DE_S | 13.2666
WONA5 | SE_NO_N | 12.6731
PVPA1 | FI | 12.5797
WOFF5 | SE_S | 11.6454
bat_cap | SE_S | 11.1569
RO | SE_NO_N | 11.0512
WOFF4 | SE_S | 10.647
WONA4 | SE_S | 10.3642
WONA2 | DE_S | 10.1889
WOFF2 | DE_N | 9.1934
WONA4 | SE_NO_N | 7.9088
electrolyser | SE_S | 6.3484
electrolyser | SE_NO_N | 6.1937
WG_peak | DE_S | 6.1017
EB | SE_S | 5.7244
WONA3 | FI | 5.6162
WONA4 | NO_S | 5.1762
bat_cap | FI | 5.0229
WONA5 | NO_S | 4.7459
WONA4 | FI | 4.7434
electrolyser | FI | 4.7338
WONA5 | SE_S | 4.5676
HP | DE_S | 4.2322
RR | DE_N | 4
WG_peak | FI | 3.8857
WG_peak | SE_S | 3.8271
WOFF3 | DE_N | 3.8136
bat_cap | NO_S | 3.5487
HP | SE_S | 3.446
H | DE_S | 3.115
RO | FI | 3.097
EB | FI | 3.0172
WOFF5 | NO_S | 2.3336
H | DE_N | 2.282
electrolyser | NO_S | 2.1286
b | DE_S | 2.12
HP | FI | 1.9553
HP | DE_N | 1.8753
WG | DE_N | 1.7768
U | FI | 1.6
RO | SE_S | 1.5373
PVPA2 | FI | 1.3289
EB | SE_NO_N | 1.0812
WONA5 | FI | 1.0078
H_CHP | DE_S | 0.911
WONA5 | DE_S | 0.80931
B_CHP | DE_N | 0.66
WG_peak | NO_S | 0.57969
W_CHP | SE_S | 0.4321
HP | SE_NO_N | 0.26119
W | FI | 0.26
EB | NO_S | 0.22162
HP | NO_S | 0.19974
WA_CHP | SE_S | 0.197
W_CHP | FI | 0.181
WA_CHP | FI | 0.18
WOFF2 | SE_S | 0.17469
WG | SE_S | 0.12954
H_CHP | FI | 0.125
WG | FI | 0.12198
W | SE_S | 0.093
WA_CHP | DE_N | 0.0732
WOFF2 | FI | 0.071
W_CHP | DE_N | 0.0661
PVPA1 | SE_NO_N | 0.06293
WA_CHP | DE_S | 0.0432
H | SE_NO_N | 0.0405
W | DE_N | 0.032
W | SE_NO_N | 0.023
WOFF2 | SE_NO_N | 0.01731
W_CHP | DE_S | 0.01711
WA_CHP | NO_S | 0.01305
W | DE_S | 0.0125
W_CHP | SE_NO_N | 0.0112

## ref30
tech | I_reg | capacity
H2store | DE_N | 1198.63
H2store | DE_S | 1127.09
H2store | SE_S | 327.855
bat | DE_S | 308.454
bat | DE_N | 298.934
H2store | FI | 238.305
PVPA2 | DE_S | 184.44
H2store | SE_NO_N | 183.506
PVPA2 | DE_N | 181.973
WOFF5 | DE_N | 114.979
H2store | NO_S | 81.3666
U | DE_S | 54.7634
bat_cap | DE_S | 51.1186
bat_cap | DE_N | 42.4632
bat | FI | 39.5518
bat | SE_S | 37.0715
PVPA1 | DE_S | 36.8452
PVPA2 | SE_S | 30.6927
WG_peak | DE_N | 28.4126
electrolyser | DE_S | 24.4608
EB | DE_N | 21.8549
electrolyser | DE_N | 20.0951
PVPA1 | DE_N | 19.6527
EB | DE_S | 19.217
PVR2 | DE_S | 18.5906
PVPA1 | SE_S | 17.8781
RO | NO_S | 16.3437
PVPA2 | NO_S | 15.7984
PVPA1 | FI | 15.679
WONA5 | DE_N | 14.6853
bat | NO_S | 14.6132
WG | DE_S | 14.0022
WONA4 | DE_N | 13.5628
WONA4 | DE_S | 13.3568
WONA3 | DE_S | 13.2666
WOFF5 | FI | 13.0282
WONA5 | SE_NO_N | 12.6731
WOFF5 | SE_S | 11.7491
RO | SE_NO_N | 11.0512
WOFF4 | SE_S | 10.8145
WONA4 | SE_S | 10.3642
WONA2 | DE_S | 10.1889
WOFF2 | DE_N | 9.1934
EB | SE_S | 9.1142
WONA4 | SE_NO_N | 8.8297
bat_cap | SE_S | 8.0941
electrolyser | SE_S | 6.8621
WG_peak | DE_S | 6.7432
electrolyser | SE_NO_N | 6.4519
bat_cap | FI | 5.8738
HP | DE_S | 5.3821
WONA4 | NO_S | 5.1762
WONA5 | NO_S | 4.7459
WONA4 | FI | 4.7434
electrolyser | FI | 4.6501
WONA3 | DE_N | 4.5869
WONA5 | SE_S | 4.5676
WG_peak | SE_S | 4.1509
RR | DE_N | 4
EB | FI | 3.8414
WOFF3 | DE_N | 3.8136
WONA3 | FI | 3.791
HP | SE_S | 3.2247
bat_cap | NO_S | 3.1888
H | DE_S | 3.115
RO | FI | 3.097
electrolyser | NO_S | 2.5104
WG_peak | FI | 2.4158
WOFF5 | NO_S | 2.3134
H | DE_N | 2.282
WOFF4 | FI | 2.264
b | DE_S | 2.12
WG | SE_S | 2.0076
HP | FI | 1.9885
HP | DE_N | 1.6604
U | FI | 1.6
RO | SE_S | 1.5373
PVPA2 | FI | 1.3289
EB | SE_NO_N | 1.1072
WONA5 | FI | 1.0078
WG_peak | NO_S | 0.94243
H_CHP | DE_S | 0.911
WONA5 | DE_S | 0.80931
B_CHP | DE_N | 0.66
W_CHP | SE_S | 0.4321
EB | NO_S | 0.38631
WG | FI | 0.29648
W | FI | 0.26
HP | SE_NO_N | 0.2386
WA_CHP | SE_S | 0.197
HP | NO_S | 0.18725
W_CHP | FI | 0.181
WA_CHP | FI | 0.18
WOFF2 | SE_S | 0.17469
H_CHP | FI | 0.125
W | SE_S | 0.093
WA_CHP | DE_N | 0.0732
WOFF2 | FI | 0.071
W_CHP | DE_N | 0.0661
PVPA1 | SE_NO_N | 0.063122
WA_CHP | DE_S | 0.0432
H | SE_NO_N | 0.0405
W | DE_N | 0.032
W | SE_NO_N | 0.023
WOFF2 | SE_NO_N | 0.01731
W_CHP | DE_S | 0.01711
WA_CHP | NO_S | 0.01305
W | DE_S | 0.0125
W_CHP | SE_NO_N | 0.0112

## ref29
tech | I_reg | capacity
H2store | DE_N | 1141.86
H2store | DE_S | 1134.64
H2store | SE_S | 428.808
bat | DE_S | 309.769
H2store | FI | 284.351
bat | DE_N | 274.942
H2store | SE_NO_N | 238.903
PVPA2 | DE_S | 184.44
PVPA2 | DE_N | 182.005
WOFF5 | DE_N | 118.815
H2store | NO_S | 91.6367
U | DE_S | 58.5885
bat_cap | DE_S | 50.7665
bat | SE_S | 41.3116
bat_cap | DE_N | 39.0855
PVPA1 | DE_S | 36.8452
PVPA2 | SE_S | 30.6927
WG_peak | DE_N | 29.6697
bat | FI | 27.2719
electrolyser | DE_S | 25.9455
EB | DE_N | 23.6803
electrolyser | DE_N | 20.8869
PVPA1 | DE_N | 19.6527
PVPA1 | SE_S | 19.1977
PVPA2 | NO_S | 18.142
EB | DE_S | 16.7967
RO | NO_S | 16.3437
PVPA1 | FI | 15.1507
WG | DE_S | 14.7826
WONA5 | DE_N | 14.6853
WONA4 | DE_N | 13.5628
WONA4 | DE_S | 13.3568
WONA3 | DE_S | 13.2666
WOFF4 | SE_S | 13.1092
WONA5 | SE_NO_N | 12.6731
WOFF5 | FI | 11.9919
PVR2 | DE_S | 11.2028
RO | SE_NO_N | 11.0512
WONA4 | SE_S | 10.3642
WONA2 | DE_S | 10.1889
bat | NO_S | 10.0942
WONA4 | SE_NO_N | 9.9216
WG_peak | DE_S | 9.5686
WOFF2 | DE_N | 9.1934
WOFF5 | SE_S | 8.5439
WG_peak | SE_S | 8.4857
bat_cap | SE_S | 7.1709
electrolyser | SE_S | 6.8535
electrolyser | SE_NO_N | 6.4343
EB | SE_S | 5.9716
WOFF4 | FI | 5.6933
HP | DE_S | 5.4433
WONA4 | NO_S | 5.1762
WONA5 | NO_S | 4.7459
WONA4 | FI | 4.7434
electrolyser | FI | 4.694
WONA5 | SE_S | 4.5676
bat_cap | FI | 4.3133
RR | DE_N | 4
WOFF3 | DE_N | 3.8136
HP | SE_S | 3.4608
H | DE_S | 3.115
RO | FI | 3.097
bat_cap | NO_S | 3.0529
WG_peak | NO_S | 2.9818
WG_peak | FI | 2.8457
EB | FI | 2.6205
electrolyser | NO_S | 2.3952
H | DE_N | 2.282
b | DE_S | 2.12
HP | FI | 1.977
EB | SE_NO_N | 1.8192
WOFF5 | NO_S | 1.6694
U | FI | 1.6
RO | SE_S | 1.5373
HP | DE_N | 1.5209
PVPA2 | FI | 1.3289
WONA5 | FI | 1.0078
H_CHP | DE_S | 0.911
WONA5 | DE_S | 0.80931
WG | FI | 0.7494
B_CHP | DE_N | 0.66
W_CHP | SE_S | 0.4321
W | FI | 0.26
EB | NO_S | 0.24344
HP | NO_S | 0.20829
HP | SE_NO_N | 0.20826
WA_CHP | SE_S | 0.197
W_CHP | FI | 0.181
WA_CHP | FI | 0.18
WOFF2 | SE_S | 0.17469
H_CHP | FI | 0.125
WG | SE_S | 0.11348
W | SE_S | 0.093
WA_CHP | DE_N | 0.0732
WOFF2 | FI | 0.071
W_CHP | DE_N | 0.0661
PVPA1 | SE_NO_N | 0.06293
WA_CHP | DE_S | 0.0432
H | SE_NO_N | 0.0405
W | DE_N | 0.032
W | SE_NO_N | 0.023
WOFF2 | SE_NO_N | 0.01731
W_CHP | DE_S | 0.01711
WA_CHP | NO_S | 0.01305
W | DE_S | 0.0125
W_CHP | SE_NO_N | 0.0112

## ref28
tech | I_reg | capacity
H2store | DE_S | 1077.69
H2store | DE_N | 1027.08
H2store | SE_S | 399.096
bat | DE_N | 343.89
bat | DE_S | 329.138
H2store | SE_NO_N | 256.671
H2store | FI | 252.529
PVPA2 | DE_N | 209.064
PVPA2 | DE_S | 184.44
WOFF5 | DE_N | 114.366
H2store | NO_S | 105.714
bat | SE_S | 69.3662
U | DE_S | 54.8705
bat_cap | DE_S | 54.8412
bat_cap | DE_N | 49.6573
bat | FI | 41.8578
PVPA1 | DE_S | 36.8452
PVR2 | DE_S | 33.4501
PVPA2 | SE_S | 30.6927
electrolyser | DE_S | 25.9505
EB | DE_S | 24.7014
EB | DE_N | 21.1463
PVPA1 | SE_S | 20.0914
PVPA1 | DE_N | 19.6527
WG_peak | DE_N | 19.2979
electrolyser | DE_N | 19.1715
PVPA2 | NO_S | 16.7714
bat | NO_S | 16.6605
RO | NO_S | 16.3437
WONA5 | DE_N | 14.6853
WOFF5 | FI | 14.4423
WG | DE_S | 14.0622
WONA4 | DE_N | 13.5628
PVPA1 | FI | 13.4758
WONA4 | DE_S | 13.3568
WONA3 | DE_S | 13.2666
WONA5 | SE_NO_N | 12.6731
WOFF5 | SE_S | 12.1687
RO | SE_NO_N | 11.0512
bat_cap | SE_S | 10.8662
WONA4 | SE_S | 10.3642
WONA2 | DE_S | 10.1889
WOFF4 | SE_S | 9.9493
WOFF2 | DE_N | 9.1934
WONA4 | SE_NO_N | 8.0499
electrolyser | SE_S | 6.3282
electrolyser | SE_NO_N | 6.1672
EB | SE_S | 6.0178
bat_cap | FI | 5.8416
WONA4 | NO_S | 5.1762
WONA3 | FI | 5.0088
WONA5 | NO_S | 4.7459
WONA4 | FI | 4.7434
electrolyser | FI | 4.7433
WG_peak | DE_S | 4.5938
WONA5 | SE_S | 4.5676
HP | DE_S | 4.5599
WG_peak | FI | 4.066
RR | DE_N | 4
WOFF3 | DE_N | 3.8136
bat_cap | NO_S | 3.4949
HP | SE_S | 3.4004
H | DE_S | 3.115
RO | FI | 3.097
WG_peak | SE_S | 3.0682
EB | FI | 2.7859
WG | DE_N | 2.6673
WOFF5 | NO_S | 2.5292
H | DE_N | 2.282
electrolyser | NO_S | 2.1514
b | DE_S | 2.12
HP | FI | 1.9713
HP | DE_N | 1.8351
U | FI | 1.6
RO | SE_S | 1.5373
PVPA2 | FI | 1.3289
EB | SE_NO_N | 1.0742
WONA5 | FI | 1.0078
H_CHP | DE_S | 0.911
WONA5 | DE_S | 0.80931
B_CHP | DE_N | 0.66
WG_peak | NO_S | 0.61751
W_CHP | SE_S | 0.4321
HP | SE_NO_N | 0.26378
W | FI | 0.26
WG | FI | 0.25844
EB | NO_S | 0.21634
HP | NO_S | 0.20169
WA_CHP | SE_S | 0.197
W_CHP | FI | 0.181
WA_CHP | FI | 0.18
WOFF2 | SE_S | 0.17469
H_CHP | FI | 0.125
W | SE_S | 0.093
WA_CHP | DE_N | 0.0732
WOFF2 | FI | 0.071
W_CHP | DE_N | 0.0661
PVPA1 | SE_NO_N | 0.06293
WA_CHP | DE_S | 0.0432
H | SE_NO_N | 0.0405
W | DE_N | 0.032
W | SE_NO_N | 0.023
WOFF2 | SE_NO_N | 0.01731
W_CHP | DE_S | 0.01711
WA_CHP | NO_S | 0.01305
W | DE_S | 0.0125
W_CHP | SE_NO_N | 0.0112

## ref27
tech | I_reg | capacity
H2store | DE_N | 1106.1
H2store | DE_S | 998.723
bat | DE_S | 445.885
H2store | SE_S | 368.417
H2store | FI | 291.254
bat | DE_N | 270.92
H2store | SE_NO_N | 247.705
PVPA2 | DE_S | 184.44
PVPA2 | DE_N | 159.652
WOFF5 | DE_N | 117.629
PVR2 | DE_S | 99.0159
H2store | NO_S | 92.8743
bat_cap | DE_S | 69.2923
U | DE_S | 45.9324
bat | SE_S | 39.8649
bat_cap | DE_N | 38.262
PVPA1 | DE_S | 36.8452
WG_peak | DE_N | 33.8401
PVPA2 | SE_S | 30.6927
bat | FI | 30.3183
EB | DE_S | 28.7075
electrolyser | DE_S | 24.3223
EB | DE_N | 22.8877
electrolyser | DE_N | 20.7173
PVPA1 | DE_N | 19.6527
PVPA1 | SE_S | 19.3456
PVPA2 | NO_S | 17.9114
WG | DE_S | 17.383
PVPA1 | FI | 17.0386
RO | NO_S | 16.3437
WOFF5 | FI | 15.8061
WONA5 | DE_N | 14.6853
WONA4 | DE_N | 13.5628
WONA4 | DE_S | 13.3568
WONA3 | DE_S | 13.2666
WONA5 | SE_NO_N | 12.6731
RO | SE_NO_N | 11.0512
WOFF5 | SE_S | 10.5848
WONA4 | SE_NO_N | 10.4139
WOFF4 | SE_S | 10.4112
WONA4 | SE_S | 10.3642
WG_peak | SE_S | 10.3505
WONA2 | DE_S | 10.1888
WOFF2 | DE_N | 9.1934
electrolyser | SE_S | 6.7975
electrolyser | SE_NO_N | 6.5996
bat_cap | SE_S | 6.5983
bat | NO_S | 6.4762
EB | SE_S | 6.2145
WONA4 | NO_S | 5.1762
electrolyser | FI | 4.8823
WONA5 | NO_S | 4.7459
WONA4 | FI | 4.7434
bat_cap | FI | 4.5709
WONA5 | SE_S | 4.5676
WG_peak | DE_S | 4.1355
HP | DE_S | 4.1216
RR | DE_N | 4
WOFF3 | DE_N | 3.8136
WG | DE_N | 3.5694
HP | SE_S | 3.3134
EB | FI | 3.156
H | DE_S | 3.115
RO | FI | 3.097
WG_peak | NO_S | 2.4937
WG_peak | FI | 2.4258
electrolyser | NO_S | 2.3531
H | DE_N | 2.282
b | DE_S | 2.12
HP | FI | 1.8601
U | FI | 1.6
RO | SE_S | 1.5373
EB | SE_NO_N | 1.5087
bat_cap | NO_S | 1.4478
WG | FI | 1.3302
PVPA2 | FI | 1.3289
WOFF5 | NO_S | 1.2269
WONA5 | FI | 1.0078
H_CHP | DE_S | 0.911
WONA5 | DE_S | 0.80931
B_CHP | DE_N | 0.66
HP | DE_N | 0.64314
W_CHP | SE_S | 0.4321
EB | NO_S | 0.32072
WG | SE_S | 0.29472
W | FI | 0.26
WA_CHP | SE_S | 0.197
HP | NO_S | 0.19318
HP | SE_NO_N | 0.19255
W_CHP | FI | 0.181
WA_CHP | FI | 0.18
WOFF2 | SE_S | 0.17469
H_CHP | FI | 0.125
W | SE_S | 0.093
WA_CHP | DE_N | 0.0732
WOFF2 | FI | 0.071
W_CHP | DE_N | 0.0661
PVPA1 | SE_NO_N | 0.06293
WA_CHP | DE_S | 0.0432
H | SE_NO_N | 0.0405
W | DE_N | 0.032
W | SE_NO_N | 0.023
WOFF2 | SE_NO_N | 0.01731
W_CHP | DE_S | 0.01711
WA_CHP | NO_S | 0.01305
W | DE_S | 0.0125
W_CHP | SE_NO_N | 0.0112

## ref1
tech | I_reg | capacity
PVPA1 | DE_N | 86.993
PVPA1 | DE_S | 84.144
PVPA1 | SE_S | 16.6239
PVPA1 | FI | 11.0687
PVPA1 | SE_NO_N | 0.062929
PVPA1 | NO_S | 0.033253
PVR1 | DE_S | 47.9465
PVR1 | DE_N | 0.088229
PVR1 | SE_S | 0.027882
PVR1 | FI | 0.023861
PVR1 | NO_S | 0.01505
WOFF1 | FI | 0.02782
WOFF1 | SE_S | 0.017968
WOFF1 | SE_NO_N | 0.012687
WOFF1 | NO_S | 0.0092611
WOFF1 | DE_S | 0.0080102
WOFF2 | DE_N | 42.581
WOFF2 | SE_S | 4.2533
WOFF2 | FI | 1.1425
WOFF2 | SE_NO_N | 0.018795
WOFF2 | NO_S | 0.013031
WOFF3 | DE_N | 43.983
WOFF3 | NO_S | 0.014681
WOFF4 | SE_S | 50
WOFF4 | SE_NO_N | 30
WONA1 | DE_S | 0.030558
WONA1 | SE_S | 0.015583
WONA1 | SE_NO_N | 0.01467
WONA1 | NO_S | 0.01413
WONA2 | DE_S | 44.0298
WONA2 | FI | 0.038833
WONA2 | SE_S | 0.027839
WONA2 | DE_N | 0.023443
WONA2 | SE_NO_N | 0.020155
WONA2 | NO_S | 0.01805
WONA3 | FI | 7.739
WONA3 | DE_S | 6.1334
WONA3 | SE_S | 0.087624
WONA3 | DE_N | 0.054552
WONA3 | SE_NO_N | 0.031118
WONA3 | NO_S | 0.023715
WONA4 | DE_N | 14.9712
WONA4 | DE_S | 13.3568
WONA4 | SE_S | 9.4355
WONA4 | SE_NO_N | 9.0631
WONA4 | FI | 6.3381
WONA4 | NO_S | 0.03629
WONA5 | DE_N | 14.368
WONA5 | SE_NO_N | 8.7375
WONA5 | NO_S | 6.4403
WONA5 | SE_S | 4.5676
WONA5 | FI | 1.0449
WONA5 | DE_S | 0.80931

## ref2
tech | I_reg | capacity
PVPA2 | DE_S | 184.44
WOFF5 | DE_N | 127.2
PVR2 | DE_S | 99.0159
PVPA1 | DE_S | 36.8452
PVPA2 | DE_N | 36.0575
PVPA2 | SE_S | 30.6927
PVPA1 | DE_N | 19.6527
WOFF5 | SE_S | 16.5646
WONA5 | DE_N | 14.6853
WONA4 | DE_N | 13.5628
WONA4 | DE_S | 13.3568
WONA3 | DE_S | 13.2666
WONA5 | SE_NO_N | 12.6731
WOFF5 | FI | 11.2301
WONA4 | SE_S | 10.3642
WONA2 | DE_S | 10.1889
WOFF2 | DE_N | 9.1934
WONA4 | SE_NO_N | 8.0507
WONA3 | FI | 5.3834
WONA4 | NO_S | 5.0517
WONA5 | NO_S | 4.7459
WONA4 | FI | 4.7434
WONA5 | SE_S | 4.5676
WOFF3 | DE_N | 3.8136
PVPA1 | FI | 3.6593
PVPA2 | NO_S | 2.5465
WOFF5 | NO_S | 2.4812
WONA1 | DE_S | 2.0427
PVPA2 | FI | 1.3289
PVPA1 | SE_S | 1.1572
WONA5 | FI | 1.0078
WONA5 | DE_S | 0.80931
WOFF2 | SE_S | 0.17469
WOFF2 | FI | 0.071

## ref3
tech | I_reg | capacity
PVPA2 | DE_S | 184.44
WOFF5 | DE_N | 145.095
PVR2 | DE_S | 99.0159
PVPA2 | DE_N | 61.611
PVPA1 | DE_S | 36.8452
PVPA2 | SE_S | 30.6927
PVPA1 | DE_N | 19.6527
WOFF5 | SE_S | 18.9705
WONA5 | DE_N | 14.6853
WOFF5 | FI | 13.8088
WONA4 | DE_N | 13.5628
WONA4 | DE_S | 13.3568
WONA3 | DE_S | 13.2666
WONA5 | SE_NO_N | 12.6731
WONA4 | SE_S | 10.3642
WONA2 | DE_S | 10.1889
WOFF2 | DE_N | 9.1934
WONA4 | SE_NO_N | 8.9249
WONA3 | FI | 8.6569
WONA4 | NO_S | 5.1762
WONA5 | NO_S | 4.7459
WONA4 | FI | 4.7434
WONA5 | SE_S | 4.5676
PVPA2 | NO_S | 3.995
WOFF3 | DE_N | 3.8136
PVPA1 | FI | 3.6185
WOFF5 | NO_S | 3.5483
WOFF4 | SE_S | 2.3253
WONA1 | DE_S | 2.0427
PVPA2 | FI | 1.3289
PVPA1 | SE_S | 1.1572
WONA5 | FI | 1.0078
WONA5 | DE_S | 0.80931
PVR1 | DE_S | 0.71754
WONA3 | NO_S | 0.19178
WOFF2 | SE_S | 0.17469
WOFF2 | FI | 0.071
PVPA1 | SE_NO_N | 0.062929
WOFF1 | DE_S | 0.044029
WOFF2 | SE_NO_N | 0.01731
WOFF3 | NO_S | 0.006
WONA3 | DE_N | 2.2054e-16

## ref4
tech | I_reg | capacity
PVPA2 | DE_S | 184.44
WOFF5 | DE_N | 146.479
PVR2 | DE_S | 99.0159
PVPA2 | DE_N | 58.7229
PVPA1 | DE_S | 36.8452
PVPA2 | SE_S | 30.6927
PVPA1 | DE_N | 19.6527
WOFF5 | SE_S | 19.4034
WONA5 | DE_N | 14.6853
WONA4 | DE_N | 13.5628
WOFF5 | FI | 13.3572
WONA4 | DE_S | 13.3568
WONA3 | DE_S | 13.2666
WONA5 | SE_NO_N | 12.6731
WONA4 | SE_S | 10.3642
WONA2 | DE_S | 10.1889
WONA3 | FI | 9.2869
WOFF2 | DE_N | 9.1934
WONA4 | SE_NO_N | 8.9368
WONA4 | NO_S | 5.1762
WONA5 | NO_S | 4.7459
WONA4 | FI | 4.7434
WONA5 | SE_S | 4.5676
PVPA2 | NO_S | 4.2362
WOFF3 | DE_N | 3.8136
PVPA1 | FI | 3.7517
WOFF5 | NO_S | 3.5726
WOFF4 | SE_S | 2.0923
WONA1 | DE_S | 2.0427
PVPA2 | FI | 1.3289
PVPA1 | SE_S | 1.1572
WONA5 | FI | 1.0078
WONA5 | DE_S | 0.80931
PVR1 | DE_S | 0.71754
WOFF2 | SE_S | 0.17469
WONA3 | NO_S | 0.10899
WOFF2 | FI | 0.071
PVPA1 | SE_NO_N | 0.062929
WOFF1 | DE_S | 0.044029
WOFF2 | SE_NO_N | 0.01731
WOFF3 | NO_S | 0.006
WONA3 | DE_N | 2.2054e-16

## ref5
tech | I_reg | capacity
PVPA2 | DE_N | 193.265
PVPA2 | DE_S | 184.44
WOFF5 | DE_N | 112.064
PVPA1 | DE_S | 36.8452
PVPA2 | SE_S | 30.6927
PVPA1 | DE_N | 19.6527
PVPA1 | FI | 17.8708
PVPA1 | SE_S | 17.2031
PVPA2 | NO_S | 15.9501
WONA5 | DE_N | 14.6853
WOFF5 | FI | 14.0597
WOFF5 | SE_S | 13.6085
WONA4 | DE_N | 13.5628
WONA4 | DE_S | 13.3568
WONA3 | DE_S | 13.2666
WONA5 | SE_NO_N | 12.6731
WONA4 | SE_S | 10.3642
WONA2 | DE_S | 10.1888
WOFF2 | DE_N | 9.1934
WOFF4 | SE_S | 8.9333
WONA4 | SE_NO_N | 8.3123
PVR2 | DE_S | 6.3357
WOFF5 | NO_S | 5.8691
WONA5 | NO_S | 4.7459
WONA4 | FI | 4.7434
WONA5 | SE_S | 4.5676
WOFF3 | DE_N | 3.8136
WOFF4 | FI | 1.8616
WONA4 | NO_S | 1.69
PVPA2 | FI | 1.3289
WONA5 | FI | 1.0078
WONA5 | DE_S | 0.80931
WOFF2 | SE_S | 0.17469
WOFF2 | FI | 0.071
PVPA1 | SE_NO_N | 0.06293
WOFF2 | SE_NO_N | 0.01731

## ref6
tech | I_reg | capacity
PVPA2 | DE_N | 191.854
PVPA2 | DE_S | 184.44
WOFF5 | DE_N | 118.636
PVPA1 | DE_S | 36.8452
PVR2 | DE_S | 33.3909
PVPA2 | SE_S | 30.6927
WOFF5 | SE_S | 23.0447
PVPA1 | DE_N | 19.6527
PVPA1 | FI | 18.6422
PVPA1 | SE_S | 18.2043
WONA5 | DE_N | 14.6853
PVPA2 | NO_S | 14.6265
WONA4 | DE_N | 13.5628
WONA4 | DE_S | 13.3568
WONA3 | DE_S | 13.2666
WONA5 | SE_NO_N | 12.6731
WONA4 | SE_S | 10.3642
WONA2 | DE_S | 10.1889
WONA4 | SE_NO_N | 9.9243
WONA3 | FI | 9.8561
WOFF2 | DE_N | 9.1934
WOFF5 | FI | 8.5777
WONA4 | NO_S | 5.1762
WONA5 | NO_S | 4.7459
WONA4 | FI | 4.7434
WONA5 | SE_S | 4.5676
WOFF3 | DE_N | 3.8136
WOFF5 | NO_S | 2.9151
WOFF4 | FI | 1.8327
PVPA2 | FI | 1.3289
WONA5 | FI | 1.0078
WONA5 | DE_S | 0.80931
WOFF2 | SE_S | 0.17469
WOFF2 | FI | 0.071
PVPA1 | SE_NO_N | 0.06293
WOFF2 | SE_NO_N | 0.01731

## ref7
tech | I_reg | capacity
PVPA2 | DE_S | 184.44
WOFF5 | DE_N | 138.382
PVPA1 | DE_S | 36.8452
PVPA2 | SE_S | 30.6927
PVPA1 | DE_N | 19.6528
WOFF5 | SE_S | 18.0768
PVPA2 | DE_N | 16.8007
WONA5 | DE_N | 14.6853
WONA4 | DE_N | 13.5628
WONA4 | DE_S | 13.3568
WONA3 | DE_S | 13.2666
WOFF5 | FI | 12.8057
WONA5 | SE_NO_N | 12.6731
WONA4 | SE_S | 10.3642
WONA2 | DE_S | 10.1889
WOFF2 | DE_N | 9.1934
WONA4 | SE_NO_N | 9.0364
WONA4 | NO_S | 5.1762
WONA3 | FI | 4.9006
WONA5 | NO_S | 4.7459
WONA4 | FI | 4.7434
WONA5 | SE_S | 4.5676
PVPA2 | NO_S | 3.974
WOFF3 | DE_N | 3.8136
WOFF5 | NO_S | 3.5162
PVPA1 | FI | 2.1131
WONA1 | DE_S | 2.0427
PVPA2 | FI | 1.3289
PVPA1 | SE_S | 1.1573
WONA5 | FI | 1.0078
WONA5 | DE_S | 0.80931
WOFF2 | SE_S | 0.17469
WOFF4 | FI | 0.098722
WOFF2 | FI | 0.071
PVPA1 | SE_NO_N | 0.06293
WOFF2 | SE_NO_N | 0.01731

## ref8
tech | I_reg | capacity
PVPA2 | DE_S | 184.44
PVPA2 | DE_N | 136.698
WOFF5 | DE_N | 116.99
PVPA1 | DE_S | 36.8452
PVPA2 | SE_S | 30.6927
PVPA1 | DE_N | 19.6527
WONA3 | FI | 16.1935
PVPA2 | NO_S | 15.9975
WONA5 | DE_N | 14.6853
PVPA1 | FI | 14.2787
WONA4 | DE_N | 13.5628
WONA4 | DE_S | 13.3568
WONA3 | DE_S | 13.2666
WONA5 | SE_NO_N | 12.6731
PVPA1 | SE_S | 11.0948
WONA4 | SE_S | 10.3642
WONA2 | DE_S | 10.1889
WOFF2 | DE_N | 9.1934
WONA4 | SE_NO_N | 8.5351
WOFF5 | SE_S | 8.4126
WONA3 | SE_S | 5.8404
WOFF4 | SE_S | 5.5636
WONA4 | NO_S | 5.1762
WONA5 | NO_S | 4.7459
WONA4 | FI | 4.7434
WONA5 | SE_S | 4.5676
WOFF3 | DE_N | 3.8136
WOFF5 | FI | 2.1766
WOFF5 | NO_S | 1.9141
PVPA2 | FI | 1.3289
WONA5 | FI | 1.0078
WONA3 | DE_N | 1.0008
WONA5 | DE_S | 0.80931
WOFF4 | FI | 0.77311
WOFF2 | SE_S | 0.17469
WOFF2 | FI | 0.071
PVPA1 | SE_NO_N | 0.06293
WOFF2 | SE_NO_N | 0.01731

## ref9
tech | I_reg | capacity
PVPA2 | DE_S | 184.44
PVPA2 | DE_N | 183.894
WOFF5 | DE_N | 111.496
PVPA1 | DE_S | 36.8452
PVPA2 | SE_S | 30.6927
PVPA1 | FI | 19.8529
PVPA1 | DE_N | 19.6527
WOFF5 | SE_S | 18.977
WONA5 | DE_N | 14.6853
PVPA2 | NO_S | 14.1228
WONA4 | DE_N | 13.5628
WONA4 | DE_S | 13.3568
WONA3 | DE_S | 13.2666
PVPA1 | SE_S | 13.1351
WONA5 | SE_NO_N | 12.6731
WONA4 | SE_NO_N | 10.4292
WONA4 | SE_S | 10.3642
WONA2 | DE_S | 10.1889
WOFF2 | DE_N | 9.1934
WOFF4 | FI | 8.3819
WONA3 | FI | 5.9271
WONA4 | NO_S | 5.1762
WONA5 | NO_S | 4.7459
WONA4 | FI | 4.7434
WONA5 | SE_S | 4.5676
WOFF3 | DE_N | 3.8136
WOFF5 | NO_S | 3.2109
WOFF4 | SE_S | 2.5998
WOFF5 | FI | 2.499
PVPA2 | FI | 1.3289
WONA5 | FI | 1.0078
WONA5 | DE_S | 0.80931
WOFF2 | SE_S | 0.17469
WOFF2 | FI | 0.071
PVPA1 | SE_NO_N | 0.06293
WOFF2 | SE_NO_N | 0.01731

## ref10
tech | I_reg | capacity
PVPA2 | DE_S | 184.44
PVPA2 | DE_N | 150.656
WOFF5 | DE_N | 120.532
PVR2 | DE_S | 55.3934
PVPA1 | DE_S | 36.8452
PVPA2 | SE_S | 30.6927
PVPA1 | DE_N | 19.6527
PVPA1 | FI | 18.3618
PVPA1 | SE_S | 17.9373
WONA5 | DE_N | 14.6853
PVPA2 | NO_S | 14.4551
WOFF5 | SE_S | 13.8051
WONA4 | DE_S | 13.3568
WONA3 | DE_S | 13.2666
WONA4 | DE_N | 13.1389
WONA5 | SE_NO_N | 12.6731
WONA4 | SE_S | 10.3642
WONA4 | SE_NO_N | 9.8897
WOFF5 | FI | 9.5452
WOFF2 | DE_N | 9.1934
WONA3 | FI | 8.713
WONA3 | SE_S | 5.7825
WONA4 | NO_S | 5.1762
WONA5 | NO_S | 4.7459
WONA4 | FI | 4.7434
WONA5 | SE_S | 4.5676
WOFF3 | DE_N | 3.8136
WOFF4 | SE_S | 3.4005
WOFF5 | NO_S | 2.4225
WONA2 | DE_S | 1.7247
PVPA2 | FI | 1.3289
WONA5 | FI | 1.0078
WONA5 | DE_S | 0.80931
WOFF2 | SE_S | 0.17469
WOFF2 | FI | 0.071
PVPA1 | SE_NO_N | 0.06293
WOFF2 | SE_NO_N | 0.01731

## ref11
tech | I_reg | capacity
PVPA2 | DE_N | 192.681
PVPA2 | DE_S | 184.44
WOFF5 | DE_N | 120.252
PVPA1 | DE_S | 36.8452
PVR2 | DE_S | 35.8452
PVPA2 | SE_S | 30.6927
WOFF5 | SE_S | 23.0365
PVPA1 | DE_N | 19.6527
PVPA1 | FI | 18.6156
PVPA1 | SE_S | 18.1764
WONA5 | DE_N | 14.6853
PVPA2 | NO_S | 14.6265
WONA4 | DE_N | 13.5628
WONA4 | DE_S | 13.3568
WONA3 | DE_S | 13.2666
WONA5 | SE_NO_N | 12.6731
WONA4 | SE_S | 10.3642
WONA2 | DE_S | 10.1889
WONA4 | SE_NO_N | 9.9676
WONA3 | FI | 9.7897
WOFF2 | DE_N | 9.1934
WOFF5 | FI | 8.5725
WONA4 | NO_S | 5.1762
WONA5 | NO_S | 4.7459
WONA4 | FI | 4.7434
WONA5 | SE_S | 4.5676
WOFF3 | DE_N | 3.8136
WOFF5 | NO_S | 2.9151
WOFF4 | FI | 1.8785
PVPA2 | FI | 1.3289
WONA5 | FI | 1.0078
WONA5 | DE_S | 0.80931
WOFF2 | SE_S | 0.17469
WOFF2 | FI | 0.071
PVPA1 | SE_NO_N | 0.06293
WOFF2 | SE_NO_N | 0.01731

## ref12
tech | I_reg | capacity
PVPA2 | DE_N | 191.229
PVPA2 | DE_S | 184.44
WOFF5 | DE_N | 120.132
PVPA1 | DE_S | 36.8452
PVR2 | DE_S | 36.2473
PVPA2 | SE_S | 30.6927
WOFF5 | SE_S | 23.2467
PVPA1 | DE_N | 19.6527
PVPA1 | FI | 18.4345
PVPA1 | SE_S | 17.6314
WONA5 | DE_N | 14.6853
PVPA2 | NO_S | 14.5155
WONA4 | DE_N | 13.5628
WONA4 | DE_S | 13.3568
WONA3 | DE_S | 13.2666
WONA5 | SE_NO_N | 12.6731
WONA4 | SE_S | 10.3642
WONA2 | DE_S | 10.1889
WONA4 | SE_NO_N | 9.9717
WONA3 | FI | 9.4794
WOFF2 | DE_N | 9.1934
WOFF5 | FI | 8.576
WONA4 | NO_S | 5.1762
WONA5 | NO_S | 4.7459
WONA4 | FI | 4.7434
WONA5 | SE_S | 4.5676
WOFF3 | DE_N | 3.8136
WOFF5 | NO_S | 2.9243
WOFF4 | FI | 2.1025
PVPA2 | FI | 1.3289
WONA5 | FI | 1.0078
WONA5 | DE_S | 0.80931
WOFF2 | SE_S | 0.17469
WOFF2 | FI | 0.071
PVPA1 | SE_NO_N | 0.06293
WOFF2 | SE_NO_N | 0.01731

## ref13
tech | I_reg | capacity
PVPA2 | DE_N | 189.196
PVPA2 | DE_S | 184.44
WOFF5 | DE_N | 120.532
PVPA1 | DE_S | 36.8452
PVPA2 | SE_S | 30.6927
PVR2 | DE_S | 29.9827
WOFF5 | SE_S | 24.6044
PVPA1 | FI | 19.6952
PVPA1 | DE_N | 19.6527
PVPA1 | SE_S | 16.8131
PVPA2 | NO_S | 15.0265
WONA5 | DE_N | 14.6853
WONA4 | DE_N | 13.5628
WONA4 | DE_S | 13.3568
WONA3 | DE_S | 13.2666
WOFF5 | FI | 13.0218
WONA5 | SE_NO_N | 12.6731
WONA4 | SE_S | 10.3642
WONA2 | DE_S | 10.1889
WOFF2 | DE_N | 9.1934
WONA4 | SE_NO_N | 8.0546
WONA4 | NO_S | 5.1762
WONA5 | NO_S | 4.7459
WONA4 | FI | 4.7434
WONA5 | SE_S | 4.5676
WOFF3 | DE_N | 3.8136
WOFF4 | FI | 3.494
WOFF5 | NO_S | 2.4825
PVPA2 | FI | 1.3289
WONA5 | FI | 1.0078
WONA5 | DE_S | 0.80931
WONA3 | FI | 0.61664
WOFF4 | NO_S | 0.58045
WOFF2 | SE_S | 0.17469
WOFF2 | FI | 0.071
PVPA1 | SE_NO_N | 0.06293
WOFF2 | SE_NO_N | 0.01731

## ref14
tech | I_reg | capacity
PVPA2 | DE_S | 184.44
PVPA2 | DE_N | 166.808
WOFF5 | DE_N | 111.782
PVPA1 | DE_S | 36.8452
PVPA2 | SE_S | 30.6927
PVPA1 | FI | 20.4634
PVPA1 | DE_N | 19.6527
WOFF5 | SE_S | 18.4678
PVPA2 | NO_S | 16.597
WONA5 | DE_N | 14.6853
WONA4 | DE_N | 13.5628
WONA4 | DE_S | 13.3568
WONA3 | DE_S | 13.2666
WONA5 | SE_NO_N | 12.6731
PVPA1 | SE_S | 11.7251
WONA4 | SE_S | 10.3642
WONA4 | SE_NO_N | 10.3138
WONA2 | DE_S | 10.1889
WOFF4 | FI | 9.5132
WOFF2 | DE_N | 9.1934
WOFF5 | FI | 5.9596
WONA4 | NO_S | 5.1762
WONA5 | NO_S | 4.7459
WONA4 | FI | 4.7434
WONA5 | SE_S | 4.5676
WOFF3 | DE_N | 3.8136
WOFF4 | SE_S | 3.7584
WOFF5 | NO_S | 2.5338
PVPA2 | FI | 1.3289
WONA5 | FI | 1.0078
WONA5 | DE_S | 0.80931
WOFF2 | SE_S | 0.17469
WOFF2 | FI | 0.071
PVPA1 | SE_NO_N | 0.06293
WOFF2 | SE_NO_N | 0.01731

## ref15
tech | I_reg | capacity
PVPA2 | DE_N | 186.562
PVPA2 | DE_S | 184.44
WOFF5 | DE_N | 120.311
PVPA1 | DE_S | 36.8452
PVPA2 | SE_S | 30.6927
PVPA1 | FI | 25.0638
PVPA1 | DE_N | 19.6527
WOFF5 | SE_S | 18.9275
WOFF5 | FI | 15.8248
PVPA2 | NO_S | 15.7738
WONA5 | DE_N | 14.6853
WONA4 | DE_N | 13.5628
WONA4 | DE_S | 13.3568
WONA3 | DE_S | 13.2666
PVPA1 | SE_S | 13.2205
WONA5 | SE_NO_N | 12.6731
WONA4 | SE_S | 10.3642
WONA2 | DE_S | 10.1888
WOFF2 | DE_N | 9.1934
PVR2 | DE_S | 8.7487
WONA4 | SE_NO_N | 7.911
WOFF4 | SE_S | 5.8433
WONA4 | NO_S | 5.1762
WONA5 | NO_S | 4.7459
WONA4 | FI | 4.7434
WONA5 | SE_S | 4.5676
WOFF3 | DE_N | 3.8136
WOFF4 | NO_S | 2.0509
PVPA2 | FI | 1.3289
WONA5 | FI | 1.0078
WONA5 | DE_S | 0.80931
WOFF5 | NO_S | 0.69038
WONA3 | FI | 0.5611
WOFF2 | SE_S | 0.17469
WOFF2 | FI | 0.071
PVPA1 | SE_NO_N | 0.06293
WOFF2 | SE_NO_N | 0.01731

## ref16
tech | I_reg | capacity
PVPA2 | DE_N | 189.893
PVPA2 | DE_S | 184.44
WOFF5 | DE_N | 119.242
PVPA1 | DE_S | 36.8452
PVR2 | DE_S | 32.5725
PVPA2 | SE_S | 30.6927
PVPA1 | DE_N | 19.6527
PVPA1 | FI | 19.3244
WOFF5 | SE_S | 16.8474
PVPA2 | NO_S | 14.7499
WONA5 | DE_N | 14.6853
WONA3 | FI | 14.6589
WONA4 | DE_N | 13.5628
PVPA1 | SE_S | 13.5055
WONA4 | DE_S | 13.3568
WONA3 | DE_S | 13.2666
WONA5 | SE_NO_N | 12.6731
WONA4 | SE_S | 10.3642
WONA2 | DE_S | 10.1888
WONA4 | SE_NO_N | 9.7064
WOFF2 | DE_N | 9.1934
WOFF5 | FI | 7.707
WOFF4 | SE_S | 6.0883
WONA4 | NO_S | 5.1762
WONA5 | NO_S | 4.7459
WONA4 | FI | 4.7434
WONA5 | SE_S | 4.5676
WOFF3 | DE_N | 3.8136
WOFF5 | NO_S | 3.0025
PVPA2 | FI | 1.3289
WONA5 | FI | 1.0078
WONA5 | DE_S | 0.80931
WOFF2 | SE_S | 0.17469
WOFF2 | FI | 0.071
PVPA1 | SE_NO_N | 0.06293
WOFF2 | SE_NO_N | 0.01731

## ref17
tech | I_reg | capacity
PVPA2 | DE_S | 184.44
PVPA2 | DE_N | 176.132
WOFF5 | DE_N | 119.881
PVR2 | DE_S | 43.9987
PVPA1 | DE_S | 36.8452
PVPA2 | SE_S | 30.6927
PVPA1 | DE_N | 19.6527
WOFF5 | SE_S | 19.1123
PVPA1 | FI | 18.5101
WONA5 | DE_N | 14.6853
WONA3 | FI | 14.4898
PVPA2 | NO_S | 14.3688
PVPA1 | SE_S | 14.057
WONA4 | DE_N | 13.5628
WONA4 | DE_S | 13.3568
WONA3 | DE_S | 13.2666
WONA5 | SE_NO_N | 12.6731
WONA4 | SE_S | 10.3642
WONA2 | DE_S | 10.1888
WONA4 | SE_NO_N | 9.8429
WOFF2 | DE_N | 9.1934
WOFF5 | FI | 7.6622
WONA4 | NO_S | 5.1762
WONA5 | NO_S | 4.7459
WONA4 | FI | 4.7434
WONA5 | SE_S | 4.5676
WOFF4 | SE_S | 4.4353
WOFF3 | DE_N | 3.8136
WOFF5 | NO_S | 3.0841
PVPA2 | FI | 1.3289
WONA5 | FI | 1.0078
WONA5 | DE_S | 0.80931
WOFF2 | SE_S | 0.17469
WOFF2 | FI | 0.071
PVPA1 | SE_NO_N | 0.06293
WOFF2 | SE_NO_N | 0.01731

## ref18
tech | I_reg | capacity
PVPA2 | DE_S | 184.44
PVPA2 | DE_N | 161.155
WOFF5 | DE_N | 119.759
PVR2 | DE_S | 87.906
PVPA1 | DE_S | 36.8452
PVPA2 | SE_S | 30.6927
PVPA1 | DE_N | 19.6527
PVPA1 | SE_S | 17.251
PVPA2 | NO_S | 16.2931
WOFF5 | FI | 16.2534
PVPA1 | FI | 15.1265
WONA5 | DE_N | 14.6853
WOFF5 | SE_S | 14.3038
WONA4 | DE_S | 13.3568
WONA3 | DE_S | 13.2666
WONA4 | DE_N | 13.1389
WONA5 | SE_NO_N | 12.6731
WONA4 | SE_S | 10.3642
WONA2 | DE_S | 10.1889
WONA3 | SE_S | 10.11
WONA4 | SE_NO_N | 9.2223
WOFF2 | DE_N | 9.1934
WONA4 | NO_S | 5.1762
WONA5 | NO_S | 4.7459
WONA4 | FI | 4.7434
WONA5 | SE_S | 4.5676
WOFF3 | DE_N | 3.8136
WOFF5 | NO_S | 1.5487
PVPA2 | FI | 1.3289
WONA5 | FI | 1.0078
WONA5 | DE_S | 0.80931
WOFF4 | SE_S | 0.66202
WOFF2 | SE_S | 0.17469
WOFF2 | FI | 0.071
PVPA1 | SE_NO_N | 0.06293
WOFF2 | SE_NO_N | 0.01731

## ref19
tech | I_reg | capacity
PVPA2 | DE_S | 184.44
PVPA2 | DE_N | 162.435
WOFF5 | DE_N | 116.804
PVPA1 | DE_S | 36.8452
PVPA2 | SE_S | 30.6927
PVR2 | DE_S | 28.8508
WOFF5 | SE_S | 26.2586
PVPA1 | FI | 20.7751
PVPA1 | DE_N | 19.6527
PVPA2 | NO_S | 19.5684
PVPA1 | SE_S | 17.0231
WONA3 | FI | 15.1648
WONA5 | DE_N | 14.6853
WONA4 | DE_N | 13.5628
WONA4 | DE_S | 13.3568
WONA3 | DE_S | 13.2666
WONA5 | SE_NO_N | 12.6731
WONA4 | SE_NO_N | 11.2171
WONA4 | SE_S | 10.3642
WONA2 | DE_S | 10.1889
WOFF2 | DE_N | 9.1934
WONA4 | NO_S | 5.1762
WONA5 | NO_S | 4.7459
WONA4 | FI | 4.7434
WONA5 | SE_S | 4.5676
WOFF5 | FI | 4.2574
WOFF3 | DE_N | 3.8136
WOFF4 | FI | 2.3541
WOFF5 | NO_S | 1.741
PVPA2 | FI | 1.3289
WONA5 | FI | 1.0078
WONA5 | DE_S | 0.80931
WOFF2 | SE_S | 0.17469
WOFF2 | FI | 0.071
PVPA1 | SE_NO_N | 0.06293
WOFF2 | SE_NO_N | 0.01731

## ref20
tech | I_reg | capacity
PVPA2 | DE_S | 184.44
PVPA2 | DE_N | 167.898
WOFF5 | DE_N | 111.627
PVPA1 | DE_S | 36.8452
PVPA2 | SE_S | 30.6927
PVPA1 | DE_N | 19.6527
PVPA1 | FI | 19.4401
WOFF5 | SE_S | 17.4261
PVPA2 | NO_S | 16.7206
PVPA1 | SE_S | 16.2685
WONA5 | DE_N | 14.6853
WONA4 | DE_N | 13.5628
WONA4 | DE_S | 13.3568
WONA3 | DE_S | 13.2666
WONA5 | SE_NO_N | 12.6731
WONA4 | SE_NO_N | 11.6821
WONA4 | SE_S | 10.3642
WONA2 | DE_S | 10.1888
WOFF2 | DE_N | 9.1934
WOFF4 | FI | 8.1642
WOFF4 | SE_S | 7.2476
WOFF5 | FI | 5.8836
WONA4 | NO_S | 5.1762
WONA5 | NO_S | 4.7459
WONA4 | FI | 4.7434
WONA5 | SE_S | 4.5676
WOFF3 | DE_N | 3.8136
WONA3 | FI | 3.232
WOFF5 | NO_S | 2.3652
PVPA2 | FI | 1.3289
WONA5 | FI | 1.0078
WONA5 | DE_S | 0.80931
WOFF2 | SE_S | 0.17469
WOFF4 | NO_S | 0.15772
WOFF2 | FI | 0.071
PVPA1 | SE_NO_N | 0.06293
WOFF2 | SE_NO_N | 0.01731

## ref21
tech | I_reg | capacity
PVPA2 | DE_S | 184.44
PVPA2 | DE_N | 168.029
WOFF5 | DE_N | 111.576
PVPA1 | DE_S | 36.8452
PVPA2 | SE_S | 30.6927
PVPA1 | DE_N | 19.6527
PVPA1 | FI | 18.5579
PVPA2 | NO_S | 17.618
WOFF5 | SE_S | 17.1938
PVPA1 | SE_S | 14.6858
WONA5 | DE_N | 14.6853
WONA4 | DE_N | 13.5628
WONA4 | DE_S | 13.3568
WONA3 | DE_S | 13.2666
WONA5 | SE_NO_N | 12.6731
WONA4 | SE_NO_N | 11.3861
WONA4 | SE_S | 10.3642
WONA2 | DE_S | 10.1889
WOFF2 | DE_N | 9.1934
WOFF4 | FI | 8.4725
WOFF4 | SE_S | 8.2633
WOFF5 | FI | 6.3203
WONA4 | NO_S | 5.1762
WONA5 | NO_S | 4.7459
WONA4 | FI | 4.7434
WONA5 | SE_S | 4.5676
WOFF3 | DE_N | 3.8136
WONA3 | FI | 2.7378
WOFF5 | NO_S | 1.905
PVPA2 | FI | 1.3289
WONA5 | FI | 1.0078
WONA5 | DE_S | 0.80931
WOFF4 | NO_S | 0.43671
WOFF2 | SE_S | 0.17469
WOFF2 | FI | 0.071
PVPA1 | SE_NO_N | 0.06293
WOFF2 | SE_NO_N | 0.01731

## ref22
tech | I_reg | capacity
PVPA2 | DE_S | 184.44
PVPA2 | DE_N | 140.4
WOFF5 | DE_N | 124.79
PVR2 | DE_S | 48.5368
PVPA1 | DE_S | 36.8452
PVPA2 | SE_S | 30.6927
WOFF5 | SE_S | 24.3265
PVPA1 | FI | 20.2598
PVPA1 | DE_N | 19.6527
PVPA2 | NO_S | 18.3734
PVPA1 | SE_S | 15.7425
WONA5 | DE_N | 14.6853
WONA4 | DE_N | 13.5628
WONA4 | DE_S | 13.3568
WONA3 | DE_S | 13.2666
WONA5 | SE_NO_N | 12.6731
WONA4 | SE_S | 10.3642
WONA2 | DE_S | 10.1888
WOFF2 | DE_N | 9.1934
WOFF5 | FI | 8.7365
WONA4 | SE_NO_N | 8.2741
WOFF4 | FI | 7.9068
WONA4 | NO_S | 5.1762
WONA5 | NO_S | 4.7459
WONA4 | FI | 4.7434
WONA5 | SE_S | 4.5676
WOFF3 | DE_N | 3.8136
WOFF5 | NO_S | 1.8289
PVPA2 | FI | 1.3289
WONA5 | FI | 1.0078
WONA5 | DE_S | 0.80931
WONA3 | FI | 0.72373
WOFF2 | SE_S | 0.17469
WOFF2 | FI | 0.071
PVPA1 | SE_NO_N | 0.06293
WOFF2 | SE_NO_N | 0.01731

## ref23
tech | I_reg | capacity
PVPA2 | DE_N | 190.482
PVPA2 | DE_S | 184.44
WOFF5 | DE_N | 114.814
PVR2 | DE_S | 37.3887
PVPA1 | DE_S | 36.8452
PVPA2 | SE_S | 30.6927
WOFF5 | SE_S | 22.1745
PVPA1 | FI | 20.6596
PVPA1 | SE_S | 20.091
PVPA1 | DE_N | 19.6527
WONA5 | DE_N | 14.6853
PVPA2 | NO_S | 14.2611
WONA4 | DE_N | 13.5628
WONA4 | DE_S | 13.3568
WONA3 | DE_S | 13.2666
WONA5 | SE_NO_N | 12.6731
WONA3 | FI | 11.4817
WONA4 | SE_S | 10.3642
WONA4 | SE_NO_N | 10.3092
WONA2 | DE_S | 10.1889
WOFF2 | DE_N | 9.1934
WOFF5 | FI | 8.8411
WONA4 | NO_S | 5.1762
WONA5 | NO_S | 4.7459
WONA4 | FI | 4.7434
WONA5 | SE_S | 4.5676
WOFF3 | DE_N | 3.8136
WOFF5 | NO_S | 3.3885
PVPA2 | FI | 1.3289
WONA5 | FI | 1.0078
WONA5 | DE_S | 0.80931
WOFF2 | SE_S | 0.17469
WOFF4 | FI | 0.16338
WOFF2 | FI | 0.071
PVPA1 | SE_NO_N | 0.063156
WOFF2 | SE_NO_N | 0.01731

## ref24
tech | I_reg | capacity
H2store | DE_N | 1410.73
H2store | DE_S | 1241.94
bat | DE_S | 487.055
H2store | SE_S | 429.023
H2store | FI | 321.855
H2store | SE_NO_N | 312.063
bat | DE_N | 268.591
PVPA2 | DE_S | 184.44
PVPA2 | DE_N | 129.858
WOFF5 | DE_N | 122.704
PVR2 | DE_S | 99.0159
H2store | NO_S | 98.368
bat | SE_S | 79.0292
bat_cap | DE_S | 76.5975
U | DE_S | 47.7813
PVPA1 | DE_S | 36.8452
bat_cap | DE_N | 35.903
bat | FI | 34.774
PVPA2 | SE_S | 30.6927
EB | DE_S | 25.1393
electrolyser | DE_S | 24.3118
PVPA1 | FI | 23.1063
WG_peak | DE_N | 22.9533
electrolyser | DE_N | 21.1617
EB | DE_N | 20.3506
PVPA1 | SE_S | 20.0914
PVPA1 | DE_N | 19.6527
PVPA2 | NO_S | 17.2943
RO | NO_S | 16.3437
WONA5 | DE_N | 14.6853
WONA4 | DE_N | 13.5628
bat | NO_S | 13.3803
WONA4 | DE_S | 13.3568
WONA3 | DE_S | 13.2666
WOFF5 | FI | 12.8786
WONA5 | SE_NO_N | 12.6731
WOFF5 | SE_S | 12.5113
WG | DE_S | 11.7974
RO | SE_NO_N | 11.0512
bat_cap | SE_S | 10.6643
WONA4 | SE_S | 10.3642
WONA2 | DE_S | 10.1889
WONA4 | SE_NO_N | 9.8198
WOFF2 | DE_N | 9.1934
WONA3 | SE_S | 7.4661
WG_peak | SE_S | 7.4123
electrolyser | SE_NO_N | 6.8086
WG_peak | DE_S | 6.8018
electrolyser | SE_S | 6.5512
bat_cap | FI | 5.4325
WONA4 | NO_S | 5.1762
HP | DE_S | 5.0739
electrolyser | FI | 5.049
WONA5 | NO_S | 4.7459
WONA4 | FI | 4.7434
WONA5 | SE_S | 4.5676
EB | SE_S | 4.3267
RR | DE_N | 4
WOFF4 | SE_S | 3.8468
WOFF3 | DE_N | 3.8136
HP | SE_S | 3.6845
WG_peak | FI | 3.3756
H | DE_S | 3.115
RO | FI | 3.097
EB | FI | 2.923
bat_cap | NO_S | 2.7824
WG_peak | NO_S | 2.483
H | DE_N | 2.282
electrolyser | NO_S | 2.2452
b | DE_S | 2.12
HP | FI | 1.9209
HP | DE_N | 1.8277
WOFF5 | NO_S | 1.7393
U | FI | 1.6
RO | SE_S | 1.5373
PVPA2 | FI | 1.3289
WONA5 | FI | 1.0078
H_CHP | DE_S | 0.911
WG | FI | 0.89221
WONA3 | FI | 0.88301
WONA5 | DE_S | 0.80931
WOFF4 | FI | 0.78959
B_CHP | DE_N | 0.66
EB | SE_NO_N | 0.55019
W_CHP | SE_S | 0.4321
EB | NO_S | 0.33754
HP | SE_NO_N | 0.32538
W | FI | 0.26
HP | NO_S | 0.20118
WA_CHP | SE_S | 0.197
W_CHP | FI | 0.181
WA_CHP | FI | 0.18
WOFF2 | SE_S | 0.17469
H_CHP | FI | 0.125
W | SE_S | 0.093
WA_CHP | DE_N | 0.0732
WOFF2 | FI | 0.071
W_CHP | DE_N | 0.0661
PVPA1 | SE_NO_N | 0.06293
WA_CHP | DE_S | 0.0432
H | SE_NO_N | 0.0405
W | DE_N | 0.032
W | SE_NO_N | 0.023
WOFF2 | SE_NO_N | 0.01731
W_CHP | DE_S | 0.01711
WA_CHP | NO_S | 0.01305
W | DE_S | 0.0125
W_CHP | SE_NO_N | 0.0112

## ref25
tech | I_reg | capacity
H2store | DE_N | 1138
H2store | DE_S | 1016.46
bat | DE_S | 447.805
H2store | SE_S | 370.524
H2store | FI | 294.98
bat | DE_N | 265.434
H2store | SE_NO_N | 248.396
PVPA2 | DE_S | 184.44
PVPA2 | DE_N | 155.615
WOFF5 | DE_N | 118.262
PVR2 | DE_S | 99.0159
H2store | NO_S | 93.0704
bat_cap | DE_S | 70.0478
U | DE_S | 46.1005
bat | SE_S | 39.799
bat_cap | DE_N | 37.7037
PVPA1 | DE_S | 36.8452
WG_peak | DE_N | 34.6181
bat | FI | 30.8061
PVPA2 | SE_S | 30.6927
EB | DE_S | 29.9444
electrolyser | DE_S | 24.4257
EB | DE_N | 22.057
electrolyser | DE_N | 20.9764
PVPA1 | DE_N | 19.6527
PVPA1 | SE_S | 19.1716
PVPA2 | NO_S | 17.6617
PVPA1 | FI | 17.0312
WG | DE_S | 16.6535
RO | NO_S | 16.3437
WOFF5 | FI | 15.7439
WONA5 | DE_N | 14.6853
WONA4 | DE_N | 13.5628
WONA4 | DE_S | 13.3568
WONA3 | DE_S | 13.2666
WONA5 | SE_NO_N | 12.6731
RO | SE_NO_N | 11.0512
WOFF4 | SE_S | 10.9198
WONA4 | SE_NO_N | 10.3986
WONA4 | SE_S | 10.3642
WG_peak | SE_S | 10.3148
WOFF5 | SE_S | 10.2591
WONA2 | DE_S | 10.1888
WOFF2 | DE_N | 9.1934
electrolyser | SE_S | 6.7574
electrolyser | SE_NO_N | 6.6042
bat_cap | SE_S | 6.5043
EB | SE_S | 6.2426
bat | NO_S | 6.1225
WONA4 | NO_S | 5.1762
WG_peak | DE_S | 4.8999
electrolyser | FI | 4.8693
WONA5 | NO_S | 4.7459
WONA4 | FI | 4.7434
bat_cap | FI | 4.6809
WONA5 | SE_S | 4.5676
HP | DE_S | 4.0868
RR | DE_N | 4
WOFF3 | DE_N | 3.8136
HP | SE_S | 3.2981
H | DE_S | 3.115
RO | FI | 3.097
EB | FI | 3.0348
WG | DE_N | 2.7717
WG_peak | NO_S | 2.5769
WG_peak | FI | 2.4483
electrolyser | NO_S | 2.3548
H | DE_N | 2.282
b | DE_S | 2.12
HP | FI | 1.8766
U | FI | 1.6
RO | SE_S | 1.5373
WG | FI | 1.3985
EB | SE_NO_N | 1.3945
bat_cap | NO_S | 1.3643
PVPA2 | FI | 1.3289
WOFF5 | NO_S | 1.2471
WONA5 | FI | 1.0078
H_CHP | DE_S | 0.911
WONA5 | DE_S | 0.80931
HP | DE_N | 0.76436
B_CHP | DE_N | 0.66
W_CHP | SE_S | 0.4321
EB | NO_S | 0.31897
W | FI | 0.26
HP | SE_NO_N | 0.19832
WA_CHP | SE_S | 0.197
HP | NO_S | 0.19405
W_CHP | FI | 0.181
WA_CHP | FI | 0.18
WOFF2 | SE_S | 0.17469
H_CHP | FI | 0.125
W | SE_S | 0.093
WG | SE_S | 0.091321
WA_CHP | DE_N | 0.0732
WOFF2 | FI | 0.071
W_CHP | DE_N | 0.0661
PVPA1 | SE_NO_N | 0.06293
WA_CHP | DE_S | 0.0432
H | SE_NO_N | 0.0405
W | DE_N | 0.032
W | SE_NO_N | 0.023
WOFF2 | SE_NO_N | 0.01731
W_CHP | DE_S | 0.01711
WA_CHP | NO_S | 0.01305
W | DE_S | 0.0125
W_CHP | SE_NO_N | 0.0112

## ref26
tech | I_reg | capacity
H2store | DE_N | 949.958
H2store | DE_S | 915.64
bat | DE_N | 348.739
H2store | SE_S | 340.815
bat | DE_S | 285.17
H2store | FI | 259.103
PVPA2 | DE_N | 207.453
PVPA2 | DE_S | 184.44
H2store | SE_NO_N | 159.257
WOFF5 | DE_N | 107.931
H2store | NO_S | 107.425
bat | SE_S | 64.8029
U | DE_S | 53.687
bat_cap | DE_N | 49.5367
bat_cap | DE_S | 47.5397
PVPA1 | DE_S | 36.8452
bat | FI | 30.935
PVPA2 | SE_S | 30.6927
WG_peak | DE_N | 30.668
electrolyser | DE_S | 24.9941
EB | DE_N | 20.6769
bat | NO_S | 20.2195
PVPA1 | SE_S | 20.0914
WG | DE_S | 19.6959
PVPA1 | DE_N | 19.6527
PVPA2 | NO_S | 19.6163
electrolyser | DE_N | 18.5103
PVPA1 | FI | 17.9373
EB | DE_S | 17.42
RO | NO_S | 16.3437
WOFF4 | SE_S | 16.3401
WONA5 | DE_N | 14.6853
WONA4 | DE_N | 13.5628
WONA4 | DE_S | 13.3568
WONA3 | DE_S | 13.2666
WONA5 | SE_NO_N | 12.6731
RO | SE_NO_N | 11.0512
WONA4 | SE_S | 10.3642
bat_cap | SE_S | 10.2968
WONA2 | DE_S | 10.1889
WONA3 | FI | 10.0862
PVR2 | DE_S | 9.6364
WG_peak | DE_S | 9.5881
WOFF2 | DE_N | 9.1934
WOFF5 | FI | 8.693
WONA4 | SE_NO_N | 7.5854
electrolyser | SE_S | 6.5497
electrolyser | SE_NO_N | 5.7984
WONA3 | DE_N | 5.7881
WOFF5 | SE_S | 5.4268
HP | DE_S | 5.2857
bat_cap | FI | 5.1908
WONA4 | NO_S | 5.1762
EB | SE_S | 4.8564
WONA5 | NO_S | 4.7459
WONA4 | FI | 4.7434
WG_peak | SE_S | 4.5698
WONA5 | SE_S | 4.5676
electrolyser | FI | 4.516
RR | DE_N | 4
bat_cap | NO_S | 3.981
WOFF3 | DE_N | 3.8136
HP | SE_S | 3.4787
H | DE_S | 3.115
RO | FI | 3.097
WG_peak | FI | 2.9011
WOFF5 | NO_S | 2.6742
EB | FI | 2.483
H | DE_N | 2.282
electrolyser | NO_S | 2.1644
b | DE_S | 2.12
HP | FI | 1.8761
WG | SE_S | 1.7606
HP | DE_N | 1.7471
U | FI | 1.6
RO | SE_S | 1.5373
PVPA2 | FI | 1.3289
WOFF4 | FI | 1.1546
WONA5 | FI | 1.0078
EB | SE_NO_N | 1.0077
H_CHP | DE_S | 0.911
WONA5 | DE_S | 0.80931
B_CHP | DE_N | 0.66
WG | DE_N | 0.46937
W_CHP | SE_S | 0.4321
HP | SE_NO_N | 0.2938
W | FI | 0.26
HP | NO_S | 0.2081
WA_CHP | SE_S | 0.197
EB | NO_S | 0.18845
W_CHP | FI | 0.181
WA_CHP | FI | 0.18
WOFF2 | SE_S | 0.17469
H_CHP | FI | 0.125
WG_peak | NO_S | 0.11801
W | SE_S | 0.093
WA_CHP | DE_N | 0.0732
WOFF2 | FI | 0.071
W_CHP | DE_N | 0.0661
PVPA1 | SE_NO_N | 0.06293
WA_CHP | DE_S | 0.0432
H | SE_NO_N | 0.0405
W | DE_N | 0.032
W | SE_NO_N | 0.023
WOFF2 | SE_NO_N | 0.01731
W_CHP | DE_S | 0.01711
WA_CHP | NO_S | 0.01305
W | DE_S | 0.0125
W_CHP | SE_NO_N | 0.0112

## industry demand
[9 empty] | demand_EV |  |  |  | demand_H2 |  |  |  | truckbus_demand_electric |  |  |  |  | truckbus_demand_h2 |  |  |  |  | Truckbus total
| el GWh/h |  | h2 GWh/h | <- converted | total GWh el/hr | /yr
SE_S | 0.79826 |  | 1.9226 | 1.5189 | 2.3171 | 20297.9011 | 18151.8083 | SE_S | 2050 | 12849100 |  | SE_S | 2050 | 4170590 | 5279227.8481 | SE_S | LT | 2050 | 2696.2 | 10943.577 | SE_S | LT | 2050 | 1538.3 | 9904.152 | 12536.9013 | SE_S | 23480.4783
DE_N | 2.7094 |  | 5.0813 | 4.0142 | 6.7236 | 58898.5897 | 70927.6795 | DE_N | 2050 | 50231800 |  | DE_N | 2050 | 16304400 | 20638481.0127 | SE_S | HT | 2050 | 7273.38 |  | SE_S | HT | 2050 | 7440.96 |  |  | DE_N | 57398.4762
DE_S | 5.244 |  | 6.1632 | 4.8689 | 10.1129 | 88589.4061 | 117653.8062 | DE_S | 2050 | 83322000 |  | DE_S | 2050 | 27044900 | 34234050.6329 | SE_S | Bus | 2050 | 973.997 |  | SE_S | Bus | 2050 | 924.892 |  |  | DE_S | 97755.6052
NO_S | 0.77059 |  | 0.28745 | 0.22709 | 0.99767 | 8739.6231 | 6051.477 | NO_S | 2050 | 4277140 |  | NO_S | 2050 | 1388290 | 1757329.1139 | DE_N | LT | 2050 | 6851.25 | 26794.78 | DE_N | LT | 2050 | 3908.93 | 24176.92 | 30603.6962 | NO_S | 17007.9008
SE_NO_N | 0.7756 |  | 3.6658 | 2.896 | 3.6716 | 32163.2318 | 2513.4321 | SE_NO_N | 2050 | 1777960 |  | SE_NO_N | 2050 | 577095 | 730500 | DE_N | HT | 2050 | 18103.9 |  | DE_N | HT | 2050 | 18521.1 |  |  | SE_NO_N | 4972.0551
FI | 0.62593 |  | 0.50313 | 0.39747 | 1.0234 | 8965.0164 | 11126.5901 | FI | 2050 | 7863610 |  | FI | 2050 | 2552390 | 3230873.4177 | DE_N | Bus | 2050 | 1839.63 |  | DE_N | Bus | 2050 | 1746.89 |  |  | FI | 32106.6801
[16 empty] | DE_S | LT | 2050 | 7016.64 | 44467.39 | DE_S | LT | 2050 | 4003.3 | 42097.69 | 53288.2152
[16 empty] | DE_S | HT | 2050 | 34466.3 |  | DE_S | HT | 2050 | 35260.4
[16 empty] | DE_S | Bus | 2050 | 2984.45 |  | DE_S | Bus | 2050 | 2833.99
eta_electrolyzer | 0.79 | [14 empty] | NO_S | LT | 2050 | 1704.92 | 7865.316 | NO_S | LT | 2050 | 972.728 | 7222.642 | 9142.5848
[16 empty] | NO_S | HT | 2050 | 5446.88 |  | NO_S | HT | 2050 | 5572.37
[16 empty] | NO_S | Bus | 2050 | 713.516 |  | NO_S | Bus | 2050 | 677.544
[16 empty] | SE_NO_N | LT | 2050 | 497.688 | 2298.607 | SE_NO_N | LT | 2050 | 283.953 | 2112.024 | 2673.4481
| industry | industry+transport | [13 empty] | SE_NO_N | HT | 2050 | 1605.79 |  | SE_NO_N | HT | 2050 | 1642.78
SE_NO_N | 32163.2318 | 34676.6638 | [13 empty] | SE_NO_N | Bus | 2050 | 195.129 |  | SE_NO_N | Bus | 2050 | 185.291
SE_S | 20297.9011 | 38449.7094 | [13 empty] | FI | LT | 2050 | 1821.71 | 14479.089 | FI | LT | 2050 | 1039.37 | 13925.797 | 17627.5911
NO_S | 8739.6231 | 14791.1001 | [13 empty] | FI | HT | 2050 | 11805.4 |  | FI | HT | 2050 | 12077.4
FI | 8965.0164 | 20091.6065 | [13 empty] | FI | Bus | 2050 | 851.979 |  | FI | Bus | 2050 | 809.027
DE_N | 58898.5897 | 129826.2692
DE_S | 88589.4061 | 206243.2123
ammonia |  |  | cement |  | steel |  | bat factories |  |  | H2 sponge iron
Austria | 485 |  | AT | 5520 | AT | 7570 | SE2 | 2000 |  | SE2 | 14000
Belgium | 1020 |  | BE | 6520 | BE | 5000 | SE4 | 4000 |  | SE4 | 28000
Bulgaria | 1118 |  | BO | 1570 | CZ | 2400
Czech_Republic | 350 |  | BG | 6030 | FI | 2600
Germany | 3438 |  | CR | 2970 | FR1 | 5100
Estonia | 200 |  | CY | 2890 | FR5 | 6750
France | 1495 |  | CZ | 5000 | DE2 | 6000
Greece | 165 |  | DE1 | 10500 | DE3 | 16760
Hungary | 383 |  | DE2 | 950 | DE4 | 2400
Italy | 600 |  | DE3 | 15970 | DE5 | 3800
Lithuania | 1118 |  | DE4 | 7560 | HU | 1650
Netherlands | 2717 |  | DK2 | 2100 | IT3 | 11500
Norway | 500 |  | EE | 750 | NL | 7500
Poland | 3210 |  | FI | 1550 | PO1 | 7600
Romania | 2176 |  | FR1 | 4100 | RO | 3200
Slovakia | 429 |  | FR3 | 4680 | SK | 4500
Spain | 609 |  | FR4 | 3110 | ES1 | 5400
UK | 1100 |  | FR5 | 11950 | SE2 | 1700
|  |  | GR | 14280 | SE4 | 2200
|  |  | HU | 5250 | UK1 | 8100
|  |  | IS | 110
|  |  | IE | 6300
|  |  | IT1 | 16430
|  |  | IT2 | 12240
|  |  | IT3 | 15640
|  |  | LV | 1950
|  |  | LT | 1500
|  |  | LU | 1000
|  |  | MC | 1400
|  |  | NL | 1800
|  |  | NO1 | 1200
|  |  | NO3 | 1200
|  |  | PO1 | 10600
|  |  | PO2 | 5900
|  |  | PO3 | 2000
|  |  | PT | 11580
|  |  | RO | 13750
|  |  | SK | 3970
|  |  | SI | 1520
|  |  | ES1 | 4300
|  |  | ES2 | 20530
|  |  | ES3 | 10910
|  |  | ES4 | 8830
|  |  | SE2 | 3400
|  |  | CH | 3800
|  |  | UK1 | 8650
|  |  | UK2 | 1000
|  |  | UK3 | 1000

## demand
|  |  | level |  | upper |  | o_demand |  |  |  |  | level |  | upper | o_demand
SE_S | d001a | 1984-1985 | -19.2594 | 19.2594 | -19.2594 | 19.2594 | 20.9996 | DE_N | d001a | 1984-1985 | -52.7575 | 52.7575 | -52.7575 | 52.7575 | 114.044 | 70.5609
SE_S | d001b | 1984-1985 | -18.3781 | 18.3781 | -18.3781 | 18.3781 | 18.5663 | DE_N | d001b | 1984-1985 | -58.2835 | 58.2835 | -58.2835 | 58.2835 | 111.517 | 74.0344
SE_S | d001c | 1984-1985 | -19.7024 | 19.7024 | -19.7024 | 19.7024 | 21.7608 | DE_N | d001c | 1984-1985 | -61.0673 | 61.0673 | -61.0673 | 61.0673 | 125.865 | 80.7186
SE_S | d001d | 1984-1985 | -22.3363 | 22.3363 | -22.3363 | 22.3363 | 35.683 | DE_N | d001d | 1984-1985 | -66.3231 | 66.3231 | -66.3231 | 66.3231 | 168.921 | 106.058
SE_S | d001e | 1984-1985 | -24.1737 | 24.1737 | -24.1737 | 24.1737 | 38.9859 | DE_N | d001e | 1984-1985 | -74.2365 | 74.2365 | -74.2365 | 74.2365 | 207.662 | 137.831
SE_S | d001f | 1984-1985 | -25.0231 | 25.0231 | -25.0231 | 25.0231 | 30.5409 | DE_N | d001f | 1984-1985 | -78.7491 | 78.7491 | -78.7491 | 78.7491 | 188.439 | 123.161
SE_S | d001g | 1984-1985 | -24.0528 | 24.0528 | -24.0528 | 24.0528 | 19.269 | DE_N | d001g | 1984-1985 | -71.8264 | 71.8264 | -71.8264 | 71.8264 | 140.455 | 98.3907
SE_S | d001h | 1984-1985 | -21.6173 | 21.6173 | -21.6173 | 21.6173 | 17.3226 | DE_N | d001h | 1984-1985 | -57.3878 | 57.3878 | -57.3878 | 57.3878 | 123.437 | 82.674
SE_S | d002a | 1984-1985 | -18.2996 | 18.2996 | -18.2996 | 18.2996 | 18.5698 | DE_N | d002a | 1984-1985 | -53.1305 | 53.1305 | -53.1305 | 53.1305 | 127.29 | 80.7948
SE_S | d002b | 1984-1985 | -17.8295 | 17.8295 | -17.8295 | 17.8295 | 22.9806 | DE_N | d002b | 1984-1985 | -59.9748 | 59.9748 | -59.9748 | 59.9748 | 136.2 | 88.9423
SE_S | d002c | 1984-1985 | -21.022 | 21.022 | -21.022 | 21.022 | 30.1055 | DE_N | d002c | 1984-1985 | -70.2973 | 70.2973 | -70.2973 | 70.2973 | 159.21 | 104.948
SE_S | d002d | 1984-1985 | -24.2589 | 24.2589 | -24.2589 | 24.2589 | 44.2614 | DE_N | d002d | 1984-1985 | -75.9996 | 75.9996 | -75.9996 | 75.9996 | 191.205 | 127.896
SE_S | d002e | 1984-1985 | -24.4449 | 24.4449 | -24.4449 | 24.4449 | 52.7883 | DE_N | d002e | 1984-1985 | -76.9674 | 76.9674 | -76.9674 | 76.9674 | 196.712 | 131.888
SE_S | d002f | 1984-1985 | -25.1646 | 25.1646 | -25.1646 | 25.1646 | 43.5701 | DE_N | d002f | 1984-1985 | -80.9101 | 80.9101 | -80.9101 | 80.9101 | 173.638 | 117.667
SE_S | d002g | 1984-1985 | -23.4675 | 23.4675 | -23.4675 | 23.4675 | 28.244 | DE_N | d002g | 1984-1985 | -72.4133 | 72.4133 | -72.4133 | 72.4133 | 117.346 | 73.5064
SE_S | d002h | 1984-1985 | -21.2235 | 21.2235 | -21.2235 | 21.2235 | 22.3971 | DE_N | d002h | 1984-1985 | -58.4452 | 58.4452 | -58.4452 | 58.4452 | 88.9003 | 59.5383
SE_S | d003a | 1984-1985 | -18.4436 | 18.4436 | -18.4436 | 18.4436 | 20.4751 | DE_N | d003a | 1984-1985 | -55.7035 | 55.7035 | -55.7035 | 55.7035 | 85.8007 | 56.7966
SE_S | d003b | 1984-1985 | -18.4433 | 18.4433 | -18.4433 | 18.4433 | 19.8557 | DE_N | d003b | 1984-1985 | -64.9323 | 64.9323 | -64.9323 | 64.9323 | 91.6108 | 66.0254
SE_S | d003c | 1984-1985 | -23.8235 | 23.8235 | -23.8235 | 23.8235 | 23.6536 | DE_N | d003c | 1984-1985 | -79.7226 | 79.7226 | -79.7226 | 79.7226 | 105.784 | 80.8157
SE_S | d003d | 1984-1985 | -26.8145 | 26.8145 | -26.8145 | 26.8145 | 31.6789 | DE_N | d003d | 1984-1985 | -83.7135 | 83.7135 | -83.7135 | 83.7135 | 130.672 | 84.8066
SE_S | d003e | 1984-1985 | -26.8263 | 26.8263 | -26.8263 | 26.8263 | 37.9564 | DE_N | d003e | 1984-1985 | -83.7793 | 83.7793 | -83.7793 | 83.7793 | 140.012 | 95.0346
SE_S | d003f | 1984-1985 | -27.4005 | 27.4005 | -27.4005 | 27.4005 | 31.7758 | DE_N | d003f | 1984-1985 | -87.9143 | 87.9143 | -87.9143 | 87.9143 | 127 | 89.0074
SE_S | d003g | 1984-1985 | -25.726 | 25.726 | -25.726 | 25.726 | 18.2057 | DE_N | d003g | 1984-1985 | -80.6512 | 80.6512 | -80.6512 | 80.6512 | 105.731 | 81.7443
SE_S | d003h | 1984-1985 | -21.7588 | 21.7588 | -21.7588 | 21.7588 | 12.7267 | DE_N | d003h | 1984-1985 | -62.2908 | 62.2908 | -62.2908 | 62.2908 | 86.4748 | 63.3839
SE_S | d004a | 1984-1985 | -18.6264 | 18.6264 | -18.6264 | 18.6264 | 11.834 | DE_N | d004a | 1984-1985 | -56.5124 | 56.5124 | -56.5124 | 56.5124 | 86.3193 | 57.6055
SE_S | d004b | 1984-1985 | -18.545 | 18.545 | -18.545 | 18.545 | 13.1144 | DE_N | d004b | 1984-1985 | -67.3911 | 67.3911 | -67.3911 | 67.3911 | 98.1114 | 68.4841
SE_S | d004c | 1984-1985 | -23.8197 | 23.8197 | -23.8197 | 23.8197 | 19.8653 | DE_N | d004c | 1984-1985 | -82.0391 | 82.0391 | -82.0391 | 82.0391 | 119.669 | 83.1321
SE_S | d004d | 1984-1985 | -27.1846 | 27.1846 | -27.1846 | 27.1846 | 31.6361 | DE_N | d004d | 1984-1985 | -87.8517 | 87.8517 | -87.8517 | 87.8517 | 165.367 | 109.436
SE_S | d004e | 1984-1985 | -26.8423 | 26.8423 | -26.8423 | 26.8423 | 38.7878 | DE_N | d004e | 1984-1985 | -86.7554 | 86.7554 | -86.7554 | 86.7554 | 195.902 | 125.846
SE_S | d004f | 1984-1985 | -26.9411 | 26.9411 | -26.9411 | 26.9411 | 29.9272 | DE_N | d004f | 1984-1985 | -88.56 | 88.56 | -88.56 | 88.56 | 180.991 | 112.628
SE_S | d004g | 1984-1985 | -26.0814 | 26.0814 | -26.0814 | 26.0814 | 17.0112 | DE_N | d004g | 1984-1985 | -84.3587 | 84.3587 | -84.3587 | 84.3587 | 152.419 | 105.518
SE_S | d004h | 1984-1985 | -22.0551 | 22.0551 | -22.0551 | 22.0551 | 15.2972 | DE_N | d004h | 1984-1985 | -64.9574 | 64.9574 | -64.9574 | 64.9574 | 133.987 | 82.9738
SE_S | d005a | 1984-1985 | -18.7158 | 18.7158 | -18.7158 | 18.7158 | 17.6202 | DE_N | d005a | 1984-1985 | -58.7451 | 58.7451 | -58.7451 | 58.7451 | 125.505 | 75.0868
SE_S | d005b | 1984-1985 | -18.5085 | 18.5085 | -18.5085 | 18.5085 | 17.248 | DE_N | d005b | 1984-1985 | -68.4736 | 68.4736 | -68.4736 | 68.4736 | 128.722 | 83.8762
SE_S | d005c | 1984-1985 | -23.7125 | 23.7125 | -23.7125 | 23.7125 | 22.9643 | DE_N | d005c | 1984-1985 | -82.1369 | 82.1369 | -82.1369 | 82.1369 | 149.578 | 101.63
SE_S | d005d | 1984-1985 | -27.1751 | 27.1751 | -27.1751 | 27.1751 | 39.0133 | DE_N | d005d | 1984-1985 | -88.3132 | 88.3132 | -88.3132 | 88.3132 | 181.026 | 114.038
SE_S | d005e | 1984-1985 | -27.4115 | 27.4115 | -27.4115 | 27.4115 | 42.394 | DE_N | d005e | 1984-1985 | -89.0565 | 89.0565 | -89.0565 | 89.0565 | 219.001 | 148.982
SE_S | d005f | 1984-1985 | -27.3248 | 27.3248 | -27.3248 | 27.3248 | 33.7095 | DE_N | d005f | 1984-1985 | -90.2208 | 90.2208 | -90.2208 | 90.2208 | 195.985 | 125.123
SE_S | d005g | 1984-1985 | -25.8005 | 25.8005 | -25.8005 | 25.8005 | 23.3606 | DE_N | d005g | 1984-1985 | -82.7942 | 82.7942 | -82.7942 | 82.7942 | 150.977 | 99.3969
SE_S | d005h | 1984-1985 | -21.8481 | 21.8481 | -21.8481 | 21.8481 | 20.65 | DE_N | d005h | 1984-1985 | -64.716 | 64.716 | -64.716 | 64.716 | 123.519 | 77.0459
SE_S | d006a | 1984-1985 | -18.6028 | 18.6028 | -18.6028 | 18.6028 | 20.2269 | DE_N | d006a | 1984-1985 | -58.5472 | 58.5472 | -58.5472 | 58.5472 | 111.939 | 68.2947
SE_S | d006b | 1984-1985 | -18.505 | 18.505 | -18.505 | 18.505 | 21.5606 | DE_N | d006b | 1984-1985 | -68.7819 | 68.7819 | -68.7819 | 68.7819 | 116.125 | 78.0352
SE_S | d006c | 1984-1985 | -23.7607 | 23.7607 | -23.7607 | 23.7607 | 27.2121 | DE_N | d006c | 1984-1985 | -82.6716 | 82.6716 | -82.6716 | 82.6716 | 134.929 | 96.3783
SE_S | d006d | 1984-1985 | -27.0148 | 27.0148 | -27.0148 | 27.0148 | 41.2833 | DE_N | d006d | 1984-1985 | -87.5215 | 87.5215 | -87.5215 | 87.5215 | 159.667 | 104.705
SE_S | d006e | 1984-1985 | -27.3335 | 27.3335 | -27.3335 | 27.3335 | 47.9809 | DE_N | d006e | 1984-1985 | -88.9468 | 88.9468 | -88.9468 | 88.9468 | 172.181 | 106.992
SE_S | d006f | 1984-1985 | -27.5974 | 27.5974 | -27.5974 | 27.5974 | 39.5533 | DE_N | d006f | 1984-1985 | -91.4973 | 91.4973 | -91.4973 | 91.4973 | 164.492 | 110.851
SE_S | d006g | 1984-1985 | -26.0921 | 26.0921 | -26.0921 | 26.0921 | 21.392 | DE_N | d006g | 1984-1985 | -84.6222 | 84.6222 | -84.6222 | 84.6222 | 126.334 | 85.7153
SE_S | d006h | 1984-1985 | -21.3151 | 21.3151 | -21.3151 | 21.3151 | 17.4919 | DE_N | d006h | 1984-1985 | -63.2643 | 63.2643 | -63.2643 | 63.2643 | 103.49 | 64.3574
SE_S | d007a | 1984-1985 | -18.5131 | 18.5131 | -18.5131 | 18.5131 | 19.2361 | DE_N | d007a | 1984-1985 | -58.3977 | 58.3977 | -58.3977 | 58.3977 | 95.6461 | 59.4908
SE_S | d007b | 1984-1985 | -18.5178 | 18.5178 | -18.5178 | 18.5178 | 22.9711 | DE_N | d007b | 1984-1985 | -69.0136 | 69.0136 | -69.0136 | 69.0136 | 99.0591 | 70.1067
SE_S | d007c | 1984-1985 | -22.0602 | 22.0602 | -22.0602 | 22.0602 | 30.4736 | DE_N | d007c | 1984-1985 | -77.5966 | 77.5966 | -77.5966 | 77.5966 | 109.94 | 78.6897
SE_S | d007d | 1984-1985 | -25.2827 | 25.2827 | -25.2827 | 25.2827 | 47.0873 | DE_N | d007d | 1984-1985 | -83.598 | 83.598 | -83.598 | 83.598 | 129.892 | 84.6911
SE_S | d007e | 1984-1985 | -26.4457 | 26.4457 | -26.4457 | 26.4457 | 49.4695 | DE_N | d007e | 1984-1985 | -87.6244 | 87.6244 | -87.6244 | 87.6244 | 153.202 | 88.7174
SE_S | d007f | 1984-1985 | -25.5711 | 25.5711 | -25.5711 | 25.5711 | 38.4044 | DE_N | d007f | 1984-1985 | -85.1857 | 85.1857 | -85.1857 | 85.1857 | 137.136 | 86.2788
SE_S | d007g | 1984-1985 | -24.3973 | 24.3973 | -24.3973 | 24.3973 | 19.8651 | DE_N | d007g | 1984-1985 | -78.7265 | 78.7265 | -78.7265 | 78.7265 | 97.979 | 78.7265
SE_S | d007h | 1984-1985 | -20.9843 | 20.9843 | -20.9843 | 20.9843 | 17.2489 | DE_N | d007h | 1984-1985 | -62.0075 | 62.0075 | -62.0075 | 62.0075 | 80.4165 | 62.0075
SE_S | d008a | 1984-1985 | -18.2679 | 18.2679 | -18.2679 | 18.2679 | 16.1999 | DE_N | d008a | 1984-1985 | -57.2312 | 57.2312 | -57.2312 | 57.2312 | 73.6196 | 57.2312
SE_S | d008b | 1984-1985 | -17.8427 | 17.8427 | -17.8427 | 17.8427 | 15.4737 | DE_N | d008b | 1984-1985 | -65.1867 | 65.1867 | -65.1867 | 65.1867 | 73.3584 | 65.1867
SE_S | d008c | 1984-1985 | -19.0489 | 19.0489 | -19.0489 | 19.0489 | 22.8649 | DE_N | d008c | 1984-1985 | -68.5638 | 68.5638 | -68.5638 | 68.5638 | 92.4116 | 68.5638
SE_S | d008d | 1984-1985 | -22.1125 | 22.1125 | -22.1125 | 22.1125 | 49.9391 | DE_N | d008d | 1984-1985 | -73.7424 | 73.7424 | -73.7424 | 73.7424 | 141.376 | 114.966
SE_S | d008e | 1984-1985 | -23.8726 | 23.8726 | -23.783 | 23.783 | 62.4195 | DE_N | d008e | 1984-1985 | -79.5989 | 79.5989 | -79.5989 | 79.5989 | 194.911 | 151.347
SE_S | d008f | 1984-1985 | -23.7982 | 23.7982 | -23.7982 | 23.7982 | 53.0658 | DE_N | d008f | 1984-1985 | -79.8231 | 79.8231 | -79.8231 | 79.8231 | 164.895 | 132.756
SE_S | d008g | 1984-1985 | -23.0302 | 23.0302 | -23.0302 | 23.0302 | 35.2864 | DE_N | d008g | 1984-1985 | -73.2933 | 73.2933 | -73.2933 | 73.2933 | 113.069 | 86.7647
SE_S | d008h | 1984-1985 | -21.4359 | 21.4359 | -21.4359 | 21.4359 | 29.9781 | DE_N | d008h | 1984-1985 | -63.0452 | 63.0452 | -63.0452 | 63.0452 | 101.244 | 74.5856
SE_S | d009a | 1984-1985 | -18.3344 | 18.3344 | -18.3344 | 18.3344 | 25.9457 | DE_N | d009a | 1984-1985 | -57.0434 | 57.0434 | -57.0434 | 57.0434 | 98.5055 | 65.8153
SE_S | d009b | 1984-1985 | -18.075 | 18.075 | -18.075 | 18.075 | 21.2095 | DE_N | d009b | 1984-1985 | -65.0758 | 65.0758 | -65.0758 | 65.0758 | 101.652 | 73.4653
SE_S | d009c | 1984-1985 | -20.9164 | 20.9164 | -20.9164 | 20.9164 | 24.3403 | DE_N | d009c | 1984-1985 | -73.1217 | 73.1217 | -73.1217 | 73.1217 | 117.462 | 85.8732
SE_S | d009d | 1984-1985 | -24.2872 | 24.2872 | -24.2872 | 24.2872 | 39.4128 | DE_N | d009d | 1984-1985 | -81.4376 | 81.4376 | -77.6903 | 77.6903 | 194.542 | 143.642
SE_S | d009e | 1984-1985 | -24.523 | 24.523 | -24.523 | 24.523 | 47.2198 | DE_N | d009e | 1984-1985 | -124.965 | 124.965 | -79.1413 | 79.1413 | 215.837 | 164.886
SE_S | d009f | 1984-1985 | -24.7276 | 24.7276 | -24.7276 | 24.7276 | 40.2237 | DE_N | d009f | 1984-1985 | -85.4062 | 85.4062 | -81.5292 | 81.5292 | 193.36 | 142.595
SE_S | d009g | 1984-1985 | -23.7355 | 23.7355 | -23.7355 | 23.7355 | 24.0139 | DE_N | d009g | 1984-1985 | -75.6761 | 75.6761 | -75.6761 | 75.6761 | 131.268 | 96.4791
SE_S | d009h | 1984-1985 | -21.21 | 21.21 | -21.21 | 21.21 | 20.0538 | DE_N | d009h | 1984-1985 | -61.8633 | 61.8633 | -61.8633 | 61.8633 | 123.767 | 83.2469
SE_S | d010a | 1984-1985 | -18.6709 | 18.6709 | -18.6709 | 18.6709 | 17.5018 | DE_N | d010a | 1984-1985 | -58.7514 | 58.7514 | -58.7514 | 58.7514 | 127.517 | 81.6379
SE_S | d010b | 1984-1985 | -18.5507 | 18.5507 | -18.5507 | 18.5507 | 15.4137 | DE_N | d010b | 1984-1985 | -68.297 | 68.297 | -68.297 | 68.297 | 127.531 | 87.351
SE_S | d010c | 1984-1985 | -24.0413 | 24.0413 | -24.0413 | 24.0413 | 22.932 | DE_N | d010c | 1984-1985 | -82.7675 | 82.7675 | -82.7675 | 82.7675 | 149.649 | 108.506
SE_S | d010d | 1984-1985 | -27.6424 | 27.6424 | -27.6424 | 27.6424 | 46.3729 | DE_N | d010d | 1984-1985 | -112.639 | 112.639 | -89.0098 | 89.0098 | 207.157 | 156.317
SE_S | d010e | 1984-1985 | -27.8565 | 27.8565 | -27.8565 | 27.8565 | 57.0779 | DE_N | d010e | 1984-1985 | -169.956 | 169.956 | -89.4082 | 89.4082 | 210.402 | 159.555
SE_S | d010f | 1984-1985 | -28.1285 | 28.1285 | -28.1285 | 28.1285 | 45.9385 | DE_N | d010f | 1984-1985 | -100.995 | 100.995 | -91.6219 | 91.6219 | 205.513 | 154.847
SE_S | d010g | 1984-1985 | -26.1163 | 26.1163 | -26.1163 | 26.1163 | 27.3657 | DE_N | d010g | 1984-1985 | -82.4677 | 82.4677 | -82.4677 | 82.4677 | 146.247 | 100.131
SE_S | d010h | 1984-1985 | -21.9517 | 21.9517 | -21.9517 | 21.9517 | 23.0346 | DE_N | d010h | 1984-1985 | -64.573 | 64.573 | -64.573 | 64.573 | 125.94 | 77.7741
SE_S | d011a | 1984-1985 | -18.5663 | 18.5663 | -18.5663 | 18.5663 | 20.6682 | DE_N | d011a | 1984-1985 | -57.282 | 57.282 | -57.282 | 57.282 | 116.14 | 67.7337
SE_S | d011b | 1984-1985 | -18.5055 | 18.5055 | -18.5055 | 18.5055 | 20.0372 | DE_N | d011b | 1984-1985 | -66.4656 | 66.4656 | -66.4656 | 66.4656 | 111.712 | 76.104
SE_S | d011c | 1984-1985 | -23.9724 | 23.9724 | -23.9724 | 23.9724 | 28.1609 | DE_N | d011c | 1984-1985 | -81.4943 | 81.4943 | -81.4943 | 81.4943 | 133.416 | 95.9904
SE_S | d011d | 1984-1985 | -27.4503 | 27.4503 | -27.4503 | 27.4503 | 51.8593 | DE_N | d011d | 1984-1985 | -87.1875 | 87.1875 | -87.1875 | 87.1875 | 188.728 | 143.252
SE_S | d011e | 1984-1985 | -27.7738 | 27.7738 | -27.7738 | 27.7738 | 61.4755 | DE_N | d011e | 1984-1985 | -118.932 | 118.932 | -88.7853 | 88.7853 | 214.629 | 163.12
SE_S | d011f | 1984-1985 | -28.1798 | 28.1798 | -28.1798 | 28.1798 | 48.4163 | DE_N | d011f | 1984-1985 | -91.8461 | 91.8461 | -91.8461 | 91.8461 | 169.405 | 130.808
SE_S | d011g | 1984-1985 | -25.8604 | 25.8604 | -25.8604 | 25.8604 | 29.6978 | DE_N | d011g | 1984-1985 | -82.1431 | 82.1431 | -82.1431 | 82.1431 | 107.239 | 83.2362
SE_S | d011h | 1984-1985 | -21.8135 | 21.8135 | -21.8135 | 21.8135 | 22.6404 | DE_N | d011h | 1984-1985 | -64.6806 | 64.6806 | -64.6806 | 64.6806 | 87.3075 | 65.7737
SE_S | d012a | 1984-1985 | -18.4962 | 18.4962 | -18.4962 | 18.4962 | 18.8875 | DE_N | d012a | 1984-1985 | -57.6486 | 57.6486 | -57.6486 | 57.6486 | 85.2334 | 58.7417
SE_S | d012b | 1984-1985 | -18.5404 | 18.5404 | -18.5404 | 18.5404 | 17.526 | DE_N | d012b | 1984-1985 | -65.9116 | 65.9116 | -65.9116 | 65.9116 | 86.1758 | 67.0047
SE_S | d012c | 1984-1985 | -24.0996 | 24.0996 | -24.0996 | 24.0996 | 23.7123 | DE_N | d012c | 1984-1985 | -80.1068 | 80.1068 | -80.1068 | 80.1068 | 105.984 | 81.1999
SE_S | d012d | 1984-1985 | -26.9919 | 26.9919 | -26.9919 | 26.9919 | 34.3476 | DE_N | d012d | 1984-1985 | -84.2194 | 84.2194 | -84.2194 | 84.2194 | 155.533 | 111.052
SE_S | d012e | 1984-1985 | -27.5434 | 27.5434 | -27.5434 | 27.5434 | 40.7471 | DE_N | d012e | 1984-1985 | -88.3696 | 88.3696 | -86.8916 | 86.8916 | 196.866 | 145.388
SE_S | d012f | 1984-1985 | -27.7306 | 27.7306 | -27.7306 | 27.7306 | 35.9394 | DE_N | d012f | 1984-1985 | -89.5228 | 89.5228 | -89.5228 | 89.5228 | 140.956 | 108.175
SE_S | d012g | 1984-1985 | -26.0861 | 26.0861 | -26.0861 | 26.0861 | 19.6942 | DE_N | d012g | 1984-1985 | -82.3864 | 82.3864 | -82.3864 | 82.3864 | 95.575 | 94.8656
SE_S | d012h | 1984-1985 | -22.1171 | 22.1171 | -22.1171 | 22.1171 | 12.9706 | DE_N | d012h | 1984-1985 | -66.5863 | 66.5863 | -66.5863 | 66.5863 | 82.8796 | 77.6909
SE_S | d013a | 1984-1985 | -18.8581 | 18.8581 | -18.8581 | 18.8581 | 13.0895 | DE_N | d013a | 1984-1985 | -60.2147 | 60.2147 | -60.2147 | 60.2147 | 105.264 | 69.7364
SE_S | d013b | 1984-1985 | -18.6688 | 18.6688 | -18.6688 | 18.6688 | 20.1607 | DE_N | d013b | 1984-1985 | -68.7473 | 68.7473 | -68.7473 | 68.7473 | 125.337 | 77.5644
SE_S | d013c | 1984-1985 | -23.7668 | 23.7668 | -23.7668 | 23.7668 | 29.8833 | DE_N | d013c | 1984-1985 | -81.6617 | 81.6617 | -81.6617 | 81.6617 | 163.303 | 109.243
SE_S | d013d | 1984-1985 | -26.8632 | 26.8632 | -26.8632 | 26.8632 | 42.9967 | DE_N | d013d | 1984-1985 | -98.438 | 98.438 | -86.3239 | 86.3239 | 243.142 | 159.475
SE_S | d013e | 1984-1985 | -27.2157 | 27.2157 | -27.2157 | 27.2157 | 51.6719 | DE_N | d013e | 1984-1985 | -145.906 | 145.906 | -88.3318 | 88.3318 | 258.32 | 174.729
SE_S | d013f | 1984-1985 | -27.2692 | 27.2692 | -27.2692 | 27.2692 | 49.9233 | DE_N | d013f | 1984-1985 | -94.5933 | 94.5933 | -90.1873 | 90.1873 | 242.057 | 158.641
SE_S | d013g | 1984-1985 | -25.7054 | 25.7054 | -25.7054 | 25.7054 | 44.326 | DE_N | d013g | 1984-1985 | -82.7712 | 82.7712 | -82.7712 | 82.7712 | 168.398 | 132.522
SE_S | d013h | 1984-1985 | -21.5875 | 21.5875 | -21.5875 | 21.5875 | 38.2223 | DE_N | d013h | 1984-1985 | -64.5533 | 64.5533 | -64.5533 | 64.5533 | 140.817 | 108.75
SE_S | d014a | 1984-1985 | -18.4462 | 18.4462 | -18.4462 | 18.4462 | 35.6732 | DE_N | d014a | 1984-1985 | -58.2557 | 58.2557 | -58.2557 | 58.2557 | 139.812 | 102.399
SE_S | d014b | 1984-1985 | -18.271 | 18.271 | -18.271 | 18.271 | 34.8194 | DE_N | d014b | 1984-1985 | -67.8975 | 67.8975 | -67.8975 | 67.8975 | 144.575 | 110.669
SE_S | d014c | 1984-1985 | -21.9304 | 21.9304 | -21.9304 | 21.9304 | 41.1503 | DE_N | d014c | 1984-1985 | -76.5688 | 76.5688 | -76.5688 | 76.5688 | 164.085 | 121.99
SE_S | d014d | 1984-1985 | -25.2639 | 25.2639 | -25.2639 | 25.2639 | 54.9251 | DE_N | d014d | 1984-1985 | -82.2388 | 82.2388 | -82.2388 | 82.2388 | 204.999 | 137.09
SE_S | d014e | 1984-1985 | -26.2798 | 26.2798 | -26.2798 | 26.2798 | 58.1762 | DE_N | d014e | 1984-1985 | -86.3151 | 86.3151 | -86.3151 | 86.3151 | 216.874 | 143.152
SE_S | d014f | 1984-1985 | -25.6241 | 25.6241 | -25.6241 | 25.6241 | 48.332 | DE_N | d014f | 1984-1985 | -84.9976 | 84.9976 | -84.9976 | 84.9976 | 185.286 | 136.05
SE_S | d014g | 1984-1985 | -23.8363 | 23.8363 | -23.8363 | 23.8363 | 31.9333 | DE_N | d014g | 1984-1985 | -76.1215 | 76.1215 | -76.1215 | 76.1215 | 154.136 | 120.856
SE_S | d014h | 1984-1985 | -20.884 | 20.884 | -20.884 | 20.884 | 26.8886 | DE_N | d014h | 1984-1985 | -61.7354 | 61.7354 | -61.7354 | 61.7354 | 135.947 | 103.063
SE_S | d015a | 1984-1985 | -18.1407 | 18.1407 | -18.1407 | 18.1407 | 23.8328 | DE_N | d015a | 1984-1985 | -56.6988 | 56.6988 | -56.6988 | 56.6988 | 118.121 | 70.3843
SE_S | d015b | 1984-1985 | -17.719 | 17.719 | -17.719 | 17.719 | 21.1485 | DE_N | d015b | 1984-1985 | -64.8185 | 64.8185 | -64.8185 | 64.8185 | 120.695 | 77.8221
SE_S | d015c | 1984-1985 | -18.936 | 18.936 | -18.936 | 18.936 | 23.3952 | DE_N | d015c | 1984-1985 | -68.0706 | 68.0706 | -68.0706 | 68.0706 | 137.273 | 82.7423
SE_S | d015d | 1984-1985 | -22.0549 | 22.0549 | -22.0549 | 22.0549 | 32.7492 | DE_N | d015d | 1984-1985 | -72.9936 | 72.9936 | -72.9936 | 72.9936 | 176.279 | 94.9995
SE_S | d015e | 1984-1985 | -23.8784 | 23.8784 | -23.8784 | 23.8784 | 42.1683 | DE_N | d015e | 1984-1985 | -79.8069 | 79.8069 | -79.8069 | 79.8069 | 185.376 | 102.459
SE_S | d015f | 1984-1985 | -23.6535 | 23.6535 | -23.6535 | 23.6535 | 39.6816 | DE_N | d015f | 1984-1985 | -79.2392 | 79.2392 | -79.2392 | 79.2392 | 142.206 | 94.534
SE_S | d015g | 1984-1985 | -23.0878 | 23.0878 | -23.0878 | 23.0878 | 22.8396 | DE_N | d015g | 1984-1985 | -73.6522 | 73.6522 | -73.6522 | 73.6522 | 81.309 | 73.6522
SE_S | d015h | 1984-1985 | -21.1617 | 21.1617 | -21.1617 | 21.1617 | 16.639 | DE_N | d015h | 1984-1985 | -61.7319 | 61.7319 | -61.7319 | 61.7319 | 65.0141 | 61.7319
SE_S | d016a | 1984-1985 | -18.2015 | 18.2015 | -18.2015 | 18.2015 | 13.1816 | DE_N | d016a | 1984-1985 | -56.3536 | 56.3536 | -56.3536 | 56.3536 | 61.0451 | 56.3536
SE_S | d016b | 1984-1985 | -17.8937 | 17.8937 | -17.8937 | 17.8937 | 11.4215 | DE_N | d016b | 1984-1985 | -64.7156 | 64.7156 | -64.7156 | 64.7156 | 62.191 | 64.7156
SE_S | d016c | 1984-1985 | -20.8361 | 20.8361 | -20.8361 | 20.8361 | 14.7369 | DE_N | d016c | 1984-1985 | -73.3972 | 73.3972 | -73.3972 | 73.3972 | 74.4571 | 73.3972
SE_S | d016d | 1984-1985 | -24.3322 | 24.3322 | -24.3322 | 24.3322 | 27.0007 | DE_N | d016d | 1984-1985 | -78.5696 | 78.5696 | -78.5696 | 78.5696 | 105.817 | 79.6627
SE_S | d016e | 1984-1985 | -24.5419 | 24.5419 | -24.5419 | 24.5419 | 35.2453 | DE_N | d016e | 1984-1985 | -79.3978 | 79.3978 | -79.3978 | 79.3978 | 128.316 | 80.4908
SE_S | d016f | 1984-1985 | -25.315 | 25.315 | -25.315 | 25.315 | 24.1954 | DE_N | d016f | 1984-1985 | -83.5535 | 83.5535 | -83.5535 | 83.5535 | 136.783 | 84.6466
SE_S | d016g | 1984-1985 | -23.5402 | 23.5402 | -23.5402 | 23.5402 | 14.0039 | DE_N | d016g | 1984-1985 | -74.3758 | 74.3758 | -74.3758 | 74.3758 | 116.012 | 75.4689
SE_S | d016h | 1984-1985 | -20.9856 | 20.9856 | -20.9856 | 20.9856 | 10.8234 | DE_N | d016h | 1984-1985 | -60.6236 | 60.6236 | -60.6236 | 60.6236 | 109.199 | 61.7167
SE_S | d017a | 1984-1985 | -18.4904 | 18.4904 | -18.4904 | 18.4904 | 12.2629 | DE_N | d017a | 1984-1985 | -57.6623 | 57.6623 | -57.6623 | 57.6623 | 110.127 | 58.7554
SE_S | d017b | 1984-1985 | -18.5429 | 18.5429 | -18.5429 | 18.5429 | 14.0182 | DE_N | d017b | 1984-1985 | -68.4477 | 68.4477 | -68.4477 | 68.4477 | 115.44 | 69.5408
SE_S | d017c | 1984-1985 | -23.8671 | 23.8671 | -23.8671 | 23.8671 | 23.5171 | DE_N | d017c | 1984-1985 | -82.1929 | 82.1929 | -82.1929 | 82.1929 | 137.766 | 83.9346
SE_S | d017d | 1984-1985 | -26.8325 | 26.8325 | -26.8325 | 26.8325 | 41.7366 | DE_N | d017d | 1984-1985 | -86.0557 | 86.0557 | -86.0557 | 86.0557 | 193.486 | 120.88
SE_S | d017e | 1984-1985 | -27.3926 | 27.3926 | -27.3926 | 27.3926 | 46.9123 | DE_N | d017e | 1984-1985 | -88.1744 | 88.1744 | -88.1744 | 88.1744 | 230.34 | 150.565
SE_S | d017f | 1984-1985 | -27.1076 | 27.1076 | -27.1076 | 27.1076 | 38.8756 | DE_N | d017f | 1984-1985 | -88.313 | 88.313 | -88.313 | 88.313 | 210.299 | 134.505
SE_S | d017g | 1984-1985 | -26.3627 | 26.3627 | -26.3627 | 26.3627 | 30.0969 | DE_N | d017g | 1984-1985 | -84.3605 | 84.3605 | -84.3605 | 84.3605 | 169.242 | 114.337
SE_S | d017h | 1984-1985 | -21.907 | 21.907 | -21.907 | 21.907 | 30.7312 | DE_N | d017h | 1984-1985 | -65.0096 | 65.0096 | -65.0096 | 65.0096 | 148.609 | 94.417
SE_S | d018a | 1984-1985 | -18.5767 | 18.5767 | -18.5767 | 18.5767 | 33.2176 | DE_N | d018a | 1984-1985 | -58.4215 | 58.4215 | -58.4215 | 58.4215 | 145.897 | 88.2549
SE_S | d018b | 1984-1985 | -18.4307 | 18.4307 | -18.4307 | 18.4307 | 34.8258 | DE_N | d018b | 1984-1985 | -68.4999 | 68.4999 | -68.4999 | 68.4999 | 151.772 | 97.7443
SE_S | d018c | 1984-1985 | -23.8952 | 23.8952 | -23.8952 | 23.8952 | 41.289 | DE_N | d018c | 1984-1985 | -82.6582 | 82.6582 | -82.6582 | 82.6582 | 165.558 | 112.11
SE_S | d018d | 1984-1985 | -27.1133 | 27.1133 | -27.1133 | 27.1133 | 57.5464 | DE_N | d018d | 1984-1985 | -87.3537 | 87.3537 | -87.3537 | 87.3537 | 194.64 | 123.901
SE_S | d018e | 1984-1985 | -27.7014 | 27.7014 | -27.7014 | 27.7014 | 62.0949 | DE_N | d018e | 1984-1985 | -89.0205 | 89.0205 | -89.0205 | 89.0205 | 225.754 | 148.308
SE_S | d018f | 1984-1985 | -27.7204 | 27.7204 | -27.7204 | 27.7204 | 48.5957 | DE_N | d018f | 1984-1985 | -90.0982 | 90.0982 | -90.0982 | 90.0982 | 206.304 | 131.168
SE_S | d018g | 1984-1985 | -26.2217 | 26.2217 | -26.2217 | 26.2217 | 35.3309 | DE_N | d018g | 1984-1985 | -83.4122 | 83.4122 | -83.4122 | 83.4122 | 157.815 | 105.154
SE_S | d018h | 1984-1985 | -21.7597 | 21.7597 | -21.7597 | 21.7597 | 33.8952 | DE_N | d018h | 1984-1985 | -64.6666 | 64.6666 | -64.6666 | 64.6666 | 133.413 | 84.9316
SE_S | d019a | 1984-1985 | -18.5271 | 18.5271 | -18.5271 | 18.5271 | 33.117 | DE_N | d019a | 1984-1985 | -57.988 | 57.988 | -57.988 | 57.988 | 127.834 | 77.7794
SE_S | d019b | 1984-1985 | -18.3989 | 18.3989 | -18.3989 | 18.3989 | 33.1896 | DE_N | d019b | 1984-1985 | -67.4988 | 67.4988 | -67.4988 | 67.4988 | 130.856 | 86.6823
SE_S | d019c | 1984-1985 | -23.7809 | 23.7809 | -23.7809 | 23.7809 | 37.5257 | DE_N | d019c | 1984-1985 | -81.6082 | 81.6082 | -81.6082 | 81.6082 | 144.801 | 101.102
SE_S | d019d | 1984-1985 | -26.9927 | 26.9927 | -26.9927 | 26.9927 | 46.2542 | DE_N | d019d | 1984-1985 | -85.9727 | 85.9727 | -85.9727 | 85.9727 | 165.608 | 106.254
SE_S | d019e | 1984-1985 | -27.4472 | 27.4472 | -27.4472 | 27.4472 | 47.9067 | DE_N | d019e | 1984-1985 | -87.5432 | 87.5432 | -87.5432 | 87.5432 | 177.343 | 108.202
SE_S | d019f | 1984-1985 | -27.7343 | 27.7343 | -27.7343 | 27.7343 | 37.5399 | DE_N | d019f | 1984-1985 | -89.5609 | 89.5609 | -89.5609 | 89.5609 | 168.184 | 110.328
SE_S | d019g | 1984-1985 | -25.9804 | 25.9804 | -25.9804 | 25.9804 | 26.734 | DE_N | d019g | 1984-1985 | -81.4372 | 81.4372 | -81.4372 | 81.4372 | 139.371 | 89.29
SE_S | d019h | 1984-1985 | -21.8391 | 21.8391 | -21.8391 | 21.8391 | 24.2832 | DE_N | d019h | 1984-1985 | -63.6952 | 63.6952 | -63.6952 | 63.6952 | 118.727 | 68.9548
SE_S | d020a | 1984-1985 | -18.5381 | 18.5381 | -18.5381 | 18.5381 | 25.5061 | DE_N | d020a | 1984-1985 | -57.1725 | 57.1725 | -57.1725 | 57.1725 | 107.508 | 61.3819
SE_S | d020b | 1984-1985 | -18.4527 | 18.4527 | -18.4527 | 18.4527 | 25.0687 | DE_N | d020b | 1984-1985 | -66.7464 | 66.7464 | -66.7464 | 66.7464 | 106.836 | 70.0189
SE_S | d020c | 1984-1985 | -23.5775 | 23.5775 | -23.5775 | 23.5775 | 30.467 | DE_N | d020c | 1984-1985 | -80.3378 | 80.3378 | -80.3378 | 80.3378 | 119.414 | 83.509
SE_S | d020d | 1984-1985 | -26.771 | 26.771 | -26.771 | 26.771 | 41.4475 | DE_N | d020d | 1984-1985 | -84.9835 | 84.9835 | -84.9835 | 84.9835 | 149.284 | 93.4096
SE_S | d020e | 1984-1985 | -27.656 | 27.656 | -27.656 | 27.656 | 48.0456 | DE_N | d020e | 1984-1985 | -88.1897 | 88.1897 | -88.1897 | 88.1897 | 170.19 | 103.187
SE_S | d020f | 1984-1985 | -27.4562 | 27.4562 | -27.4562 | 27.4562 | 37.7203 | DE_N | d020f | 1984-1985 | -88.5016 | 88.5016 | -88.5016 | 88.5016 | 164.063 | 100.081
SE_S | d020g | 1984-1985 | -25.5122 | 25.5122 | -25.5122 | 25.5122 | 23.3592 | DE_N | d020g | 1984-1985 | -79.91 | 79.91 | -79.91 | 79.91 | 135.695 | 87.0222
SE_S | d020h | 1984-1985 | -21.5593 | 21.5593 | -21.5593 | 21.5593 | 20.2448 | DE_N | d020h | 1984-1985 | -62.592 | 62.592 | -62.592 | 62.592 | 115.315 | 67.9131
SE_S | d021a | 1984-1985 | -18.4535 | 18.4535 | -18.4535 | 18.4535 | 20.7925 | DE_N | d021a | 1984-1985 | -56.0812 | 56.0812 | -56.0812 | 56.0812 | 110.903 | 60.8015
SE_S | d021b | 1984-1985 | -18.2155 | 18.2155 | -18.2155 | 18.2155 | 20.3462 | DE_N | d021b | 1984-1985 | -63.7799 | 63.7799 | -63.7799 | 63.7799 | 115.472 | 68.1901
SE_S | d021c | 1984-1985 | -21.9105 | 21.9105 | -21.9105 | 21.9105 | 25.1838 | DE_N | d021c | 1984-1985 | -72.0636 | 72.0636 | -72.0636 | 72.0636 | 130.708 | 78.0189
SE_S | d021d | 1984-1985 | -25.3316 | 25.3316 | -25.3316 | 25.3316 | 47.1312 | DE_N | d021d | 1984-1985 | -78.4876 | 78.4876 | -78.4876 | 78.4876 | 181.92 | 113.919
SE_S | d021e | 1984-1985 | -26.314 | 26.314 | -26.314 | 26.314 | 58.4289 | DE_N | d021e | 1984-1985 | -81.584 | 81.584 | -81.584 | 81.584 | 213.474 | 137.711
SE_S | d021f | 1984-1985 | -25.8356 | 25.8356 | -25.8356 | 25.8356 | 46.2886 | DE_N | d021f | 1984-1985 | -80.8994 | 80.8994 | -80.8994 | 80.8994 | 198.358 | 128.263
SE_S | d021g | 1984-1985 | -24.0245 | 24.0245 | -24.0245 | 24.0245 | 31.1019 | DE_N | d021g | 1984-1985 | -72.7505 | 72.7505 | -72.7505 | 72.7505 | 160.93 | 106.59
SE_S | d021h | 1984-1985 | -21.019 | 21.019 | -21.019 | 21.019 | 28.3895 | DE_N | d021h | 1984-1985 | -57.6731 | 57.6731 | -57.6731 | 57.6731 | 141.413 | 89.7886
SE_S | d022a | 1984-1985 | -18.1602 | 18.1602 | -18.1602 | 18.1602 | 26.5403 | DE_N | d022a | 1984-1985 | -50.6568 | 50.6568 | -50.6568 | 50.6568 | 136.999 | 84.1392
SE_S | d022b | 1984-1985 | -17.626 | 17.626 | -17.626 | 17.626 | 24.8514 | DE_N | d022b | 1984-1985 | -55.0722 | 55.0722 | -55.0722 | 55.0722 | 142.897 | 90.538
SE_S | d022c | 1984-1985 | -18.7987 | 18.7987 | -18.7987 | 18.7987 | 28.6808 | DE_N | d022c | 1984-1985 | -58.0378 | 58.0378 | -58.0378 | 58.0378 | 161.008 | 105.393
SE_S | d022d | 1984-1985 | -21.5389 | 21.5389 | -21.5389 | 21.5389 | 38.7663 | DE_N | d022d | 1984-1985 | -62.3177 | 62.3177 | -62.3177 | 62.3177 | 203.938 | 127.325
SE_S | d022e | 1984-1985 | -23.3956 | 23.3956 | -23.3956 | 23.3956 | 43.4432 | DE_N | d022e | 1984-1985 | -69.8419 | 69.8419 | -69.8419 | 69.8419 | 236.648 | 160.38
SE_S | d022f | 1984-1985 | -23.3813 | 23.3813 | -23.3813 | 23.3813 | 41.4096 | DE_N | d022f | 1984-1985 | -71.1707 | 71.1707 | -71.1707 | 71.1707 | 205.466 | 132.185
SE_S | d022g | 1984-1985 | -23.0262 | 23.0262 | -23.0262 | 23.0262 | 32.1973 | DE_N | d022g | 1984-1985 | -68.0719 | 68.0719 | -68.0719 | 68.0719 | 164.816 | 116.646
SE_S | d022h | 1984-1985 | -20.514 | 20.514 | -20.514 | 20.514 | 27.8681 | DE_N | d022h | 1984-1985 | -54.6216 | 54.6216 | -54.6216 | 54.6216 | 143.183 | 96.8513
SE_S | d023a | 1984-1985 | -17.9688 | 17.9688 | -17.9688 | 17.9688 | 29.8047 | DE_N | d023a | 1984-1985 | -50.6419 | 50.6419 | -50.6419 | 50.6419 | 141.692 | 93.7258
SE_S | d023b | 1984-1985 | -17.6304 | 17.6304 | -17.6304 | 17.6304 | 31.1073 | DE_N | d023b | 1984-1985 | -57.2228 | 57.2228 | -57.2228 | 57.2228 | 141.849 | 96.4144
SE_S | d023c | 1984-1985 | -20.5507 | 20.5507 | -20.5507 | 20.5507 | 36.4587 | DE_N | d023c | 1984-1985 | -66.2808 | 66.2808 | -66.2808 | 66.2808 | 159.694 | 112.479
SE_S | d023d | 1984-1985 | -23.9365 | 23.9365 | -23.9365 | 23.9365 | 50.2474 | DE_N | d023d | 1984-1985 | -71.8104 | 71.8104 | -71.8104 | 71.8104 | 187.948 | 128.871
SE_S | d023e | 1984-1985 | -24.8505 | 24.8505 | -24.8505 | 24.8505 | 53.6421 | DE_N | d023e | 1984-1985 | -75.6401 | 75.6401 | -75.6401 | 75.6401 | 205.034 | 138.899
SE_S | d023f | 1984-1985 | -24.8087 | 24.8087 | -24.8087 | 24.8087 | 41.3852 | DE_N | d023f | 1984-1985 | -76.8681 | 76.8681 | -76.8681 | 76.8681 | 181.67 | 131.859
SE_S | d023g | 1984-1985 | -24.028 | 24.028 | -24.028 | 24.028 | 25.7329 | DE_N | d023g | 1984-1985 | -72.4881 | 72.4881 | -72.4881 | 72.4881 | 144.612 | 94.494
SE_S | d023h | 1984-1985 | -21.0156 | 21.0156 | -21.0156 | 21.0156 | 22.666 | DE_N | d023h | 1984-1985 | -57.4832 | 57.4832 | -57.4832 | 57.4832 | 124.991 | 79.489
SE_S | d024a | 1984-1985 | -18.3862 | 18.3862 | -18.3862 | 18.3862 | 22.5726 | DE_N | d024a | 1984-1985 | -53.837 | 53.837 | -53.837 | 53.837 | 120.55 | 75.8428
SE_S | d024b | 1984-1985 | -18.3219 | 18.3219 | -18.3219 | 18.3219 | 21.9896 | DE_N | d024b | 1984-1985 | -62.7256 | 62.7256 | -62.7256 | 62.7256 | 123.994 | 84.7314
SE_S | d024c | 1984-1985 | -23.724 | 23.724 | -23.724 | 23.724 | 28.4238 | DE_N | d024c | 1984-1985 | -77.1877 | 77.1877 | -77.1877 | 77.1877 | 140.038 | 99.1935
SE_S | d024d | 1984-1985 | -27.3398 | 27.3398 | -27.3398 | 27.3398 | 40.9435 | DE_N | d024d | 1984-1985 | -83.3945 | 83.3945 | -83.3945 | 83.3945 | 167.278 | 112.404
SE_S | d024e | 1984-1985 | -27.2565 | 27.2565 | -27.2565 | 27.2565 | 44.3329 | DE_N | d024e | 1984-1985 | -83.033 | 83.033 | -83.033 | 83.033 | 194.106 | 140.217
SE_S | d024f | 1984-1985 | -27.5795 | 27.5795 | -27.5795 | 27.5795 | 34.8953 | DE_N | d024f | 1984-1985 | -85.7449 | 85.7449 | -85.7449 | 85.7449 | 161.465 | 109.814
SE_S | d024g | 1984-1985 | -26.1029 | 26.1029 | -26.1029 | 26.1029 | 22.0761 | DE_N | d024g | 1984-1985 | -79.2705 | 79.2705 | -79.2705 | 79.2705 | 131.053 | 84.1094
SE_S | d024h | 1984-1985 | -21.9156 | 21.9156 | -21.9156 | 21.9156 | 20.073 | DE_N | d024h | 1984-1985 | -60.8739 | 60.8739 | -60.8739 | 60.8739 | 108.992 | 64.6527
SE_S | d025a | 1984-1985 | -18.539 | 18.539 | -18.539 | 18.539 | 20.9136 | DE_N | d025a | 1984-1985 | -53.7069 | 53.7069 | -53.7069 | 53.7069 | 102.12 | 57.2458
SE_S | d025b | 1984-1985 | -18.5396 | 18.5396 | -18.5396 | 18.5396 | 20.1061 | DE_N | d025b | 1984-1985 | -61.5488 | 61.5488 | -61.5488 | 61.5488 | 105.873 | 64.7917
SE_S | d025c | 1984-1985 | -24.0379 | 24.0379 | -24.0379 | 24.0379 | 25.4818 | DE_N | d025c | 1984-1985 | -76.265 | 76.265 | -76.265 | 76.265 | 126.225 | 80.7147
SE_S | d025d | 1984-1985 | -27.4196 | 27.4196 | -27.4196 | 27.4196 | 42.255 | DE_N | d025d | 1984-1985 | -81.7739 | 81.7739 | -81.7739 | 81.7739 | 166.196 | 114.021
SE_S | d025e | 1984-1985 | -27.178 | 27.178 | -27.178 | 27.178 | 47.4554 | DE_N | d025e | 1984-1985 | -81.2513 | 81.2513 | -81.2513 | 81.2513 | 183.151 | 131.322
SE_S | d025f | 1984-1985 | -27.5075 | 27.5075 | -27.5075 | 27.5075 | 38.126 | DE_N | d025f | 1984-1985 | -84.0207 | 84.0207 | -84.0207 | 84.0207 | 164.926 | 112.752
SE_S | d025g | 1984-1985 | -26.2722 | 26.2722 | -26.2722 | 26.2722 | 27.7734 | DE_N | d025g | 1984-1985 | -78.3152 | 78.3152 | -78.3152 | 78.3152 | 145.933 | 100.321
SE_S | d025h | 1984-1985 | -22.1168 | 22.1168 | -22.1168 | 22.1168 | 26.4514 | DE_N | d025h | 1984-1985 | -60.5789 | 60.5789 | -60.5789 | 60.5789 | 124.408 | 82.5847
SE_S | d026a | 1984-1985 | -18.5485 | 18.5485 | -18.5485 | 18.5485 | 25.3203 | DE_N | d026a | 1984-1985 | -53.0775 | 53.0775 | -53.0775 | 53.0775 | 120.491 | 75.0833
SE_S | d026b | 1984-1985 | -18.5124 | 18.5124 | -18.5124 | 18.5124 | 23.889 | DE_N | d026b | 1984-1985 | -60.7304 | 60.7304 | -60.7304 | 60.7304 | 125.768 | 82.7363
SE_S | d026c | 1984-1985 | -23.964 | 23.964 | -23.964 | 23.964 | 28.8104 | DE_N | d026c | 1984-1985 | -75.1223 | 75.1223 | -75.1223 | 75.1223 | 145.56 | 97.1281
SE_S | d026d | 1984-1985 | -27.0466 | 27.0466 | -27.0466 | 27.0466 | 36.7041 | DE_N | d026d | 1984-1985 | -79.8298 | 79.8298 | -79.8298 | 79.8298 | 186.464 | 135.232
SE_S | d026e | 1984-1985 | -27.5436 | 27.5436 | -27.5436 | 27.5436 | 46.0245 | DE_N | d026e | 1984-1985 | -82.328 | 82.328 | -82.328 | 82.328 | 220.789 | 150.407
SE_S | d026f | 1984-1985 | -27.5607 | 27.5607 | -27.5607 | 27.5607 | 36.7336 | DE_N | d026f | 1984-1985 | -84.3807 | 84.3807 | -84.3807 | 84.3807 | 204.57 | 141.46
SE_S | d026g | 1984-1985 | -26.179 | 26.179 | -26.179 | 26.179 | 22.8807 | DE_N | d026g | 1984-1985 | -78.0582 | 78.0582 | -78.0582 | 78.0582 | 160.775 | 107.704
SE_S | d026h | 1984-1985 | -21.9259 | 21.9259 | -21.9259 | 21.9259 | 21.0442 | DE_N | d026h | 1984-1985 | -60.2328 | 60.2328 | -60.2328 | 60.2328 | 136.072 | 87.3693
SE_S | d027a | 1984-1985 | -18.7297 | 18.7297 | -18.7297 | 18.7297 | 21.9061 | DE_N | d027a | 1984-1985 | -54.4621 | 54.4621 | -54.4621 | 54.4621 | 131.269 | 81.5482
SE_S | d027b | 1984-1985 | -18.5802 | 18.5802 | -18.5802 | 18.5802 | 21.7652 | DE_N | d027b | 1984-1985 | -62.4189 | 62.4189 | -62.4189 | 62.4189 | 135.506 | 88.7996
SE_S | d027c | 1984-1985 | -23.7068 | 23.7068 | -23.7068 | 23.7068 | 27.4464 | DE_N | d027c | 1984-1985 | -76.8656 | 76.8656 | -76.8656 | 76.8656 | 155.681 | 104.799
SE_S | d027d | 1984-1985 | -27.1428 | 27.1428 | -27.1428 | 27.1428 | 43.8544 | DE_N | d027d | 1984-1985 | -83.1669 | 83.1669 | -83.1669 | 83.1669 | 193.033 | 124.985
SE_S | d027e | 1984-1985 | -27.1056 | 27.1056 | -27.1056 | 27.1056 | 52.4076 | DE_N | d027e | 1984-1985 | -82.8548 | 82.8548 | -82.8548 | 82.8548 | 215.934 | 138.846
SE_S | d027f | 1984-1985 | -27.1829 | 27.1829 | -27.1829 | 27.1829 | 42.8304 | DE_N | d027f | 1984-1985 | -85.0651 | 85.0651 | -85.0651 | 85.0651 | 204.898 | 132.99
SE_S | d027g | 1984-1985 | -25.4607 | 25.4607 | -25.4607 | 25.4607 | 28.4299 | DE_N | d027g | 1984-1985 | -78.2055 | 78.2055 | -78.2055 | 78.2055 | 167.182 | 112.554
SE_S | d027h | 1984-1985 | -21.5402 | 21.5402 | -21.5402 | 21.5402 | 26.1252 | DE_N | d027h | 1984-1985 | -61.6488 | 61.6488 | -61.6488 | 61.6488 | 148.66 | 94.5941
SE_S | d028a | 1984-1985 | -18.6541 | 18.6541 | -18.6541 | 18.6541 | 28.3672 | DE_N | d028a | 1984-1985 | -56.3976 | 56.3976 | -56.3976 | 56.3976 | 145.151 | 89.7834
SE_S | d028b | 1984-1985 | -18.3962 | 18.3962 | -18.3962 | 18.3962 | 29.9019 | DE_N | d028b | 1984-1985 | -64.7485 | 64.7485 | -64.7485 | 64.7485 | 146.964 | 96.0408
SE_S | d028c | 1984-1985 | -22.0193 | 22.0193 | -22.0193 | 22.0193 | 36.4346 | DE_N | d028c | 1984-1985 | -73.7128 | 73.7128 | -73.7128 | 73.7128 | 162.132 | 108.405
SE_S | d028d | 1984-1985 | -25.3011 | 25.3011 | -25.3011 | 25.3011 | 52.675 | DE_N | d028d | 1984-1985 | -79.4848 | 79.4848 | -79.4848 | 79.4848 | 201.434 | 132.46
SE_S | d028e | 1984-1985 | -26.6685 | 26.6685 | -26.6685 | 26.6685 | 60.3981 | DE_N | d028e | 1984-1985 | -83.9457 | 83.9457 | -83.9457 | 83.9457 | 230.5 | 154.172
SE_S | d028f | 1984-1985 | -25.3006 | 25.3006 | -25.3006 | 25.3006 | 48.9296 | DE_N | d028f | 1984-1985 | -79.8932 | 79.8932 | -79.8932 | 79.8932 | 197.794 | 131.131
SE_S | d028g | 1984-1985 | -24.2483 | 24.2483 | -24.2483 | 24.2483 | 32.0266 | DE_N | d028g | 1984-1985 | -73.7756 | 73.7756 | -73.7756 | 73.7756 | 149.358 | 95.7815
SE_S | d028h | 1984-1985 | -21.2739 | 21.2739 | -21.2739 | 21.2739 | 29.1602 | DE_N | d028h | 1984-1985 | -59.545 | 59.545 | -59.545 | 59.545 | 127.916 | 75.0445
SE_S | d029a | 1984-1985 | -18.1267 | 18.1267 | -18.1267 | 18.1267 | 30.6421 | DE_N | d029a | 1984-1985 | -52.6176 | 52.6176 | -52.6176 | 52.6176 | 141.272 | 95.9083
SE_S | d029b | 1984-1985 | -17.811 | 17.811 | -17.811 | 17.811 | 29.4454 | DE_N | d029b | 1984-1985 | -58.9301 | 58.9301 | -58.9301 | 58.9301 | 140.779 | 101.92
SE_S | d029c | 1984-1985 | -18.9091 | 18.9091 | -18.9091 | 18.9091 | 31.4743 | DE_N | d029c | 1984-1985 | -61.9926 | 61.9926 | -61.9926 | 61.9926 | 150.073 | 104.9
SE_S | d029d | 1984-1985 | -21.6868 | 21.6868 | -21.6868 | 21.6868 | 48.8817 | DE_N | d029d | 1984-1985 | -65.4422 | 65.4422 | -65.4422 | 65.4422 | 179.082 | 109.987
SE_S | d029e | 1984-1985 | -23.2968 | 23.2968 | -23.2968 | 23.2968 | 58.4849 | DE_N | d029e | 1984-1985 | -70.6467 | 70.6467 | -70.6467 | 70.6467 | 188.963 | 119.234
SE_S | d029f | 1984-1985 | -23.3139 | 23.3139 | -23.3139 | 23.3139 | 50.2105 | DE_N | d029f | 1984-1985 | -70.6612 | 70.6612 | -70.6612 | 70.6612 | 179.49 | 119.911
SE_S | d029g | 1984-1985 | -22.7703 | 22.7703 | -22.7703 | 22.7703 | 37.3204 | DE_N | d029g | 1984-1985 | -66.8579 | 66.8579 | -66.8579 | 66.8579 | 154.916 | 104.926
SE_S | d029h | 1984-1985 | -20.8921 | 20.8921 | -20.8921 | 20.8921 | 32.6498 | DE_N | d029h | 1984-1985 | -55.5337 | 55.5337 | -55.5337 | 55.5337 | 142.16 | 93.2127
SE_S | d030a | 1984-1985 | -17.9807 | 17.9807 | -17.9807 | 17.9807 | 28.4482 | DE_N | d030a | 1984-1985 | -49.4112 | 49.4112 | -49.4112 | 49.4112 | 134.796 | 86.6123
SE_S | d030b | 1984-1985 | -17.6186 | 17.6186 | -17.6186 | 17.6186 | 26.913 | DE_N | d030b | 1984-1985 | -54.4379 | 54.4379 | -54.4379 | 54.4379 | 134.095 | 91.2777
SE_S | d030c | 1984-1985 | -20.8141 | 20.8141 | -20.8141 | 20.8141 | 32.5591 | DE_N | d030c | 1984-1985 | -63.9561 | 63.9561 | -63.9561 | 63.9561 | 142.492 | 102.052
SE_S | d030d | 1984-1985 | -23.9849 | 23.9849 | -23.9849 | 23.9849 | 47.1475 | DE_N | d030d | 1984-1985 | -68.6842 | 68.6842 | -68.6842 | 68.6842 | 168.283 | 112.631
SE_S | d030e | 1984-1985 | -24.2149 | 24.2149 | -24.2149 | 24.2149 | 58.4482 | DE_N | d030e | 1984-1985 | -69.8528 | 69.8528 | -69.8528 | 69.8528 | 194.282 | 136.521
SE_S | d030f | 1984-1985 | -24.6969 | 24.6969 | -24.6969 | 24.6969 | 49.3817 | DE_N | d030f | 1984-1985 | -72.7798 | 72.7798 | -72.7798 | 72.7798 | 170.94 | 119.822
SE_S | d030g | 1984-1985 | -23.4329 | 23.4329 | -23.4329 | 23.4329 | 32.2691 | DE_N | d030g | 1984-1985 | -66.9864 | 66.9864 | -66.9864 | 66.9864 | 124.467 | 89.9598
SE_S | d030h | 1984-1985 | -21.1253 | 21.1253 | -21.1253 | 21.1253 | 26.8172 | DE_N | d030h | 1984-1985 | -55.0004 | 55.0004 | -55.0004 | 55.0004 | 108.164 | 73.5771
SE_S | d031a | 1984-1985 | -18.4401 | 18.4401 | -18.4401 | 18.4401 | 23.3873 | DE_N | d031a | 1984-1985 | -50.726 | 50.726 | -50.726 | 50.726 | 112.225 | 73.9178
SE_S | d031b | 1984-1985 | -18.3785 | 18.3785 | -18.3785 | 18.3785 | 20.049 | DE_N | d031b | 1984-1985 | -57.5125 | 57.5125 | -57.5125 | 57.5125 | 111.988 | 77.5607
SE_S | d031c | 1984-1985 | -23.5706 | 23.5706 | -23.5706 | 23.5706 | 23.5096 | DE_N | d031c | 1984-1985 | -71.2309 | 71.2309 | -71.2309 | 71.2309 | 133.197 | 97.7761
SE_S | d031d | 1984-1985 | -26.7331 | 26.7331 | -26.7331 | 26.7331 | 38.989 | DE_N | d031d | 1984-1985 | -79.4129 | 79.4129 | -75.9412 | 75.9412 | 191.642 | 140.776
SE_S | d031e | 1984-1985 | -27.0027 | 27.0027 | -27.0027 | 27.0027 | 46.0626 | DE_N | d031e | 1984-1985 | -120.23 | 120.23 | -77.8852 | 77.8852 | 211.78 | 160.881
SE_S | d031f | 1984-1985 | -27.0297 | 27.0297 | -27.0297 | 27.0297 | 37.0177 | DE_N | d031f | 1984-1985 | -93.2875 | 93.2875 | -80.6682 | 80.6682 | 200.292 | 149.484
SE_S | d031g | 1984-1985 | -26.0907 | 26.0907 | -26.0907 | 26.0907 | 21.9404 | DE_N | d031g | 1984-1985 | -77.0381 | 77.0381 | -77.0381 | 77.0381 | 175.914 | 133.875
SE_S | d031h | 1984-1985 | -21.764 | 21.764 | -21.764 | 21.764 | 23.0706 | DE_N | d031h | 1984-1985 | -59.374 | 59.374 | -59.374 | 59.374 | 159.306 | 116.21
SE_S | d032a | 1984-1985 | -18.3337 | 18.3337 | -18.3337 | 18.3337 | 22.1867 | DE_N | d032a | 1984-1985 | -51.6421 | 51.6421 | -51.6421 | 51.6421 | 155.251 | 108.479
SE_S | d032b | 1984-1985 | -18.1904 | 18.1904 | -18.1904 | 18.1904 | 22.9828 | DE_N | d032b | 1984-1985 | -56.4352 | 56.4352 | -56.4352 | 56.4352 | 159.032 | 113.272
SE_S | d032c | 1984-1985 | -23.7273 | 23.7273 | -23.7273 | 23.7273 | 33.5462 | DE_N | d032c | 1984-1985 | -70.1463 | 70.1463 | -70.1463 | 70.1463 | 180.604 | 126.983
SE_S | d032d | 1984-1985 | -27.2659 | 27.2659 | -27.2659 | 27.2659 | 54.1181 | DE_N | d032d | 1984-1985 | -120.24 | 120.24 | -76.4842 | 76.4842 | 199.862 | 148.973
SE_S | d032e | 1984-1985 | -27.468 | 27.468 | -27.468 | 27.468 | 61.9622 | DE_N | d032e | 1984-1985 | -177.456 | 177.456 | -78.2175 | 78.2175 | 204.219 | 154.421
SE_S | d032f | 1984-1985 | -27.9921 | 27.9921 | -27.9921 | 27.9921 | 54.8751 | DE_N | d032f | 1984-1985 | -107.754 | 107.754 | -81.3467 | 81.3467 | 210.121 | 159.443
SE_S | d032g | 1984-1985 | -25.8466 | 25.8466 | -25.8466 | 25.8466 | 40.9139 | DE_N | d032g | 1984-1985 | -73.6254 | 73.6254 | -73.6254 | 73.6254 | 151.682 | 100.982
SE_S | d032h | 1984-1985 | -21.6925 | 21.6925 | -21.6925 | 21.6925 | 35.9318 | DE_N | d032h | 1984-1985 | -56.9408 | 56.9408 | -56.9408 | 56.9408 | 115.642 | 68.2833
SE_S | d033a | 1984-1985 | -18.4063 | 18.4063 | -18.4063 | 18.4063 | 32.84 | DE_N | d033a | 1984-1985 | -49.7423 | 49.7423 | -49.7423 | 49.7423 | 95.5019 | 55.4726
SE_S | d033b | 1984-1985 | -18.4227 | 18.4227 | -18.4227 | 18.4227 | 31.8069 | DE_N | d033b | 1984-1985 | -55.6733 | 55.6733 | -55.6733 | 55.6733 | 91.3965 | 61.8532
SE_S | d033c | 1984-1985 | -23.9234 | 23.9234 | -23.9234 | 23.9234 | 36.8884 | DE_N | d033c | 1984-1985 | -69.8942 | 69.8942 | -69.8942 | 69.8942 | 105.56 | 80.8831
SE_S | d033d | 1984-1985 | -27.1543 | 27.1543 | -27.1543 | 27.1543 | 47.2814 | DE_N | d033d | 1984-1985 | -76.2597 | 76.2597 | -76.2597 | 76.2597 | 121.994 | 90.8556
SE_S | d033e | 1984-1985 | -27.1683 | 27.1683 | -27.1683 | 27.1683 | 49.9156 | DE_N | d033e | 1984-1985 | -76.4671 | 76.4671 | -76.4671 | 76.4671 | 127.889 | 91.2288
SE_S | d033f | 1984-1985 | -27.3143 | 27.3143 | -27.3143 | 27.3143 | 39.719 | DE_N | d033f | 1984-1985 | -78.6698 | 78.6698 | -78.6698 | 78.6698 | 122.644 | 94.4757
SE_S | d033g | 1984-1985 | -26.1257 | 26.1257 | -26.1257 | 26.1257 | 26.9222 | DE_N | d033g | 1984-1985 | -74.657 | 74.657 | -74.657 | 74.657 | 108.728 | 89.3087
SE_S | d033h | 1984-1985 | -21.7295 | 21.7295 | -21.7295 | 21.7295 | 22.9002 | DE_N | d033h | 1984-1985 | -57.4071 | 57.4071 | -57.4071 | 57.4071 | 89.5577 | 66.9999
SE_S | d034a | 1984-1985 | -18.5394 | 18.5394 | -18.5394 | 18.5394 | 19.8215 | DE_N | d034a | 1984-1985 | -51.4151 | 51.4151 | -51.4151 | 51.4151 | 80.0902 | 58.7965
SE_S | d034b | 1984-1985 | -18.4426 | 18.4426 | -18.4426 | 18.4426 | 17.9628 | DE_N | d034b | 1984-1985 | -59.5878 | 59.5878 | -59.5878 | 59.5878 | 85.3538 | 66.4929
SE_S | d034c | 1984-1985 | -23.6624 | 23.6624 | -23.6624 | 23.6624 | 24.1874 | DE_N | d034c | 1984-1985 | -74.4718 | 74.4718 | -74.4718 | 74.4718 | 104.193 | 85.4606
SE_S | d034d | 1984-1985 | -27.0825 | 27.0825 | -27.0825 | 27.0825 | 41.9774 | DE_N | d034d | 1984-1985 | -80.5928 | 80.5928 | -80.5928 | 80.5928 | 137.914 | 99.5552
SE_S | d034e | 1984-1985 | -27.6305 | 27.6305 | -27.6305 | 27.6305 | 48.5323 | DE_N | d034e | 1984-1985 | -82.3075 | 82.3075 | -82.3075 | 82.3075 | 188.857 | 138.133
SE_S | d034f | 1984-1985 | -27.8658 | 27.8658 | -27.8658 | 27.8658 | 32.6911 | DE_N | d034f | 1984-1985 | -85.8221 | 85.8221 | -85.8221 | 85.8221 | 141.708 | 103.528
SE_S | d034g | 1984-1985 | -25.2157 | 25.2157 | -25.2157 | 25.2157 | 17.0096 | DE_N | d034g | 1984-1985 | -75.9185 | 75.9185 | -75.9185 | 75.9185 | 90.4833 | 79.7008
SE_S | d034h | 1984-1985 | -21.1485 | 21.1485 | -21.1485 | 21.1485 | 13.8166 | DE_N | d034h | 1984-1985 | -59.1484 | 59.1484 | -59.1484 | 59.1484 | 74.5072 | 62.7877
SE_S | d035a | 1984-1985 | -18.3604 | 18.3604 | -18.3604 | 18.3604 | 10.2455 | DE_N | d035a | 1984-1985 | -53.9971 | 53.9971 | -53.9971 | 53.9971 | 74.1771 | 58.0343
SE_S | d035b | 1984-1985 | -18.2625 | 18.2625 | -18.2625 | 18.2625 | 8.2874 | DE_N | d035b | 1984-1985 | -62.2576 | 62.2576 | -62.2576 | 62.2576 | 79.5132 | 66.1476
SE_S | d035c | 1984-1985 | -22.0055 | 22.0055 | -22.0055 | 22.0055 | 13.9822 | DE_N | d035c | 1984-1985 | -71.5549 | 71.5549 | -71.5549 | 71.5549 | 96.9299 | 76.6644
SE_S | d035d | 1984-1985 | -25.2906 | 25.2906 | -25.2906 | 25.2906 | 28.0318 | DE_N | d035d | 1984-1985 | -77.5812 | 77.5812 | -77.5812 | 77.5812 | 157.208 | 103.696
SE_S | d035e | 1984-1985 | -26.0279 | 26.0279 | -26.0279 | 26.0279 | 34.5604 | DE_N | d035e | 1984-1985 | -78.6165 | 78.6165 | -78.6165 | 78.6165 | 185.074 | 134.769
SE_S | d035f | 1984-1985 | -25.6107 | 25.6107 | -25.6107 | 25.6107 | 28.3311 | DE_N | d035f | 1984-1985 | -78.4798 | 78.4798 | -78.4795 | 78.4795 | 113.339 | 100.485
SE_S | d035g | 1984-1985 | -24.134 | 24.134 | -24.134 | 24.134 | 14.6493 | DE_N | d035g | 1984-1985 | -72.2304 | 72.2304 | -72.2304 | 72.2304 | 76.5816 | 72.7286
SE_S | d035h | 1984-1985 | -21.144 | 21.144 | -21.144 | 21.144 | 12.559 | DE_N | d035h | 1984-1985 | -58.6234 | 58.6234 | -58.6234 | 58.6234 | 63.433 | 59.3008
SE_S | d036a | 1984-1985 | -18.0774 | 18.0774 | -18.0774 | 18.0774 | 12.0333 | DE_N | d036a | 1984-1985 | -52.0598 | 52.0598 | -52.0598 | 52.0598 | 62.1327 | 53.1081
SE_S | d036b | 1984-1985 | -17.6342 | 17.6342 | -17.6342 | 17.6342 | 12.5019 | DE_N | d036b | 1984-1985 | -58.4617 | 58.4617 | -58.4617 | 58.4617 | 72.3612 | 59.6533
SE_S | d036c | 1984-1985 | -18.8778 | 18.8778 | -18.8778 | 18.8778 | 17.2839 | DE_N | d036c | 1984-1985 | -62.1263 | 62.1263 | -62.1263 | 62.1263 | 90.6386 | 68.9182
SE_S | d036d | 1984-1985 | -21.5494 | 21.5494 | -21.5494 | 21.5494 | 26.9956 | DE_N | d036d | 1984-1985 | -65.0027 | 65.0027 | -65.0027 | 65.0027 | 154.695 | 87.0086
SE_S | d036e | 1984-1985 | -23.1414 | 23.1414 | -23.1414 | 23.1414 | 35.5271 | DE_N | d036e | 1984-1985 | -68.6667 | 68.6667 | -68.6667 | 68.6667 | 178.892 | 118.362
SE_S | d036f | 1984-1985 | -23.0898 | 23.0898 | -23.0898 | 23.0898 | 33.4825 | DE_N | d036f | 1984-1985 | -69.3092 | 69.3092 | -69.3092 | 69.3092 | 132.316 | 91.315
SE_S | d036g | 1984-1985 | -22.6394 | 22.6394 | -22.6394 | 22.6394 | 26.8081 | DE_N | d036g | 1984-1985 | -66.4976 | 66.4976 | -66.4976 | 66.4976 | 81.2519 | 68.3722
SE_S | d036h | 1984-1985 | -21.0138 | 21.0138 | -21.0138 | 21.0138 | 23.6293 | DE_N | d036h | 1984-1985 | -56.8415 | 56.8415 | -56.8415 | 56.8415 | 64.2513 | 58.5485
SE_S | d037a | 1984-1985 | -18.0208 | 18.0208 | -18.0208 | 18.0208 | 19.143 | DE_N | d037a | 1984-1985 | -50.6623 | 50.6623 | -50.6623 | 50.6623 | 60.8717 | 52.4111
SE_S | d037b | 1984-1985 | -17.8201 | 17.8201 | -17.8201 | 17.8201 | 15.963 | DE_N | d037b | 1984-1985 | -57.1841 | 57.1841 | -57.1841 | 57.1841 | 61.6372 | 58.7937
SE_S | d037c | 1984-1985 | -20.7444 | 20.7444 | -20.7444 | 20.7444 | 18.992 | DE_N | d037c | 1984-1985 | -65.8615 | 65.8615 | -65.8615 | 65.8615 | 74.2055 | 68.1705
SE_S | d037d | 1984-1985 | -24.4669 | 24.4669 | -24.4669 | 24.4669 | 25.618 | DE_N | d037d | 1984-1985 | -72.7851 | 72.7851 | -72.7851 | 72.7851 | 110.535 | 83.0017
SE_S | d037e | 1984-1985 | -25.1008 | 25.1008 | -25.1008 | 25.1008 | 27.0728 | DE_N | d037e | 1984-1985 | -75.0878 | 75.0878 | -75.0878 | 75.0878 | 141.458 | 90.4657
SE_S | d037f | 1984-1985 | -25.3562 | 25.3562 | -25.3562 | 25.3562 | 27.4857 | DE_N | d037f | 1984-1985 | -77.3243 | 77.3243 | -77.3243 | 77.3243 | 118.006 | 90.9871
SE_S | d037g | 1984-1985 | -23.3479 | 23.3479 | -23.3479 | 23.3479 | 22.1368 | DE_N | d037g | 1984-1985 | -67.9811 | 67.9811 | -67.9811 | 67.9811 | 90.7314 | 77.6609
SE_S | d037h | 1984-1985 | -21.7406 | 21.7406 | -21.7406 | 21.7406 | 21.8842 | DE_N | d037h | 1984-1985 | -58.7297 | 58.7297 | -58.7297 | 58.7297 | 86.9853 | 67.1069
SE_S | d038a | 1984-1985 | -18.508 | 18.508 | -18.508 | 18.508 | 23.1218 | DE_N | d038a | 1984-1985 | -52.6895 | 52.6895 | -52.6895 | 52.6895 | 92.7243 | 58.5113
SE_S | d038b | 1984-1985 | -18.4769 | 18.4769 | -18.4769 | 18.4769 | 23.1557 | DE_N | d038b | 1984-1985 | -61.6853 | 61.6853 | -61.6853 | 61.6853 | 95.5424 | 67.2171
SE_S | d038c | 1984-1985 | -24.0093 | 24.0093 | -24.0093 | 24.0093 | 27.6127 | DE_N | d038c | 1984-1985 | -77.6639 | 77.6639 | -77.6639 | 77.6639 | 114.416 | 88.0004
SE_S | d038d | 1984-1985 | -27.5078 | 27.5078 | -27.5078 | 27.5078 | 39.1533 | DE_N | d038d | 1984-1985 | -84.6003 | 84.6003 | -84.6003 | 84.6003 | 170.674 | 104.506
SE_S | d038e | 1984-1985 | -27.3921 | 27.3921 | -27.3921 | 27.3921 | 47.5132 | DE_N | d038e | 1984-1985 | -84.3647 | 84.3647 | -84.3647 | 84.3647 | 200.809 | 122.083
SE_S | d038f | 1984-1985 | -27.5468 | 27.5468 | -27.5468 | 27.5468 | 40.03 | DE_N | d038f | 1984-1985 | -86.8373 | 86.8373 | -86.8373 | 86.8373 | 153.346 | 106.443
SE_S | d038g | 1984-1985 | -25.9924 | 25.9924 | -25.9924 | 25.9924 | 24.8541 | DE_N | d038g | 1984-1985 | -80.2742 | 80.2742 | -80.2742 | 80.2742 | 102.076 | 80.2742
SE_S | d038h | 1984-1985 | -21.7222 | 21.7222 | -21.7222 | 21.7222 | 18.4889 | DE_N | d038h | 1984-1985 | -62.1324 | 62.1324 | -62.1324 | 62.1324 | 77.9228 | 62.1324
SE_S | d039a | 1984-1985 | -18.4959 | 18.4959 | -18.4959 | 18.4959 | 14.7981 | DE_N | d039a | 1984-1985 | -55.6765 | 55.6765 | -55.6765 | 55.6765 | 77.901 | 55.6765
SE_S | d039b | 1984-1985 | -18.4711 | 18.4711 | -18.4711 | 18.4711 | 13.6272 | DE_N | d039b | 1984-1985 | -64.9585 | 64.9585 | -64.9585 | 64.9585 | 83.606 | 64.9586
SE_S | d039c | 1984-1985 | -24.0253 | 24.0253 | -24.0253 | 24.0253 | 18.289 | DE_N | d039c | 1984-1985 | -80.222 | 80.222 | -80.222 | 80.222 | 101.406 | 80.222
SE_S | d039d | 1984-1985 | -26.9476 | 26.9476 | -26.9476 | 26.9476 | 32.7877 | DE_N | d039d | 1984-1985 | -84.5945 | 84.5945 | -84.5945 | 84.5945 | 156.824 | 91.6286
SE_S | d039e | 1984-1985 | -27.5576 | 27.5576 | -27.5576 | 27.5576 | 38.5996 | DE_N | d039e | 1984-1985 | -86.7764 | 86.7764 | -86.7764 | 86.7764 | 164.643 | 100.38
SE_S | d039f | 1984-1985 | -27.1682 | 27.1682 | -27.1682 | 27.1682 | 28.534 | DE_N | d039f | 1984-1985 | -87.145 | 87.145 | -87.145 | 87.145 | 107.81 | 87.145
SE_S | d039g | 1984-1985 | -26.2411 | 26.2411 | -26.2411 | 26.2411 | 14.842 | DE_N | d039g | 1984-1985 | -82.8186 | 82.8186 | -82.8186 | 82.8186 | 78.9942 | 82.8186
SE_S | d039h | 1984-1985 | -21.7728 | 21.7728 | -21.7728 | 21.7728 | 10.8837 | DE_N | d039h | 1984-1985 | -63.3645 | 63.3645 | -63.3645 | 63.3645 | 67.6461 | 63.3645
SE_S | d040a | 1984-1985 | -18.4547 | 18.4547 | -18.4547 | 18.4547 | 9.6023 | DE_N | d040a | 1984-1985 | -55.8785 | 55.8785 | -55.8785 | 55.8785 | 64.2956 | 55.8785
SE_S | d040b | 1984-1985 | -18.4593 | 18.4593 | -18.4593 | 18.4593 | 9.586 | DE_N | d040b | 1984-1985 | -65.1998 | 65.1998 | -65.1998 | 65.1998 | 67.7231 | 65.1998
SE_S | d040c | 1984-1985 | -23.7847 | 23.7847 | -23.7847 | 23.7847 | 15.8799 | DE_N | d040c | 1984-1985 | -79.4977 | 79.4977 | -79.4977 | 79.4977 | 88.012 | 79.4977
SE_S | d040d | 1984-1985 | -27.2606 | 27.2606 | -27.2606 | 27.2606 | 31.0988 | DE_N | d040d | 1984-1985 | -86.0522 | 86.0522 | -86.0522 | 86.0522 | 163.835 | 108.412
SE_S | d040e | 1984-1985 | -27.5327 | 27.5327 | -27.5327 | 27.5327 | 37.9489 | DE_N | d040e | 1984-1985 | -87.3386 | 87.3386 | -87.3386 | 87.3386 | 211.173 | 130.688
SE_S | d040f | 1984-1985 | -27.3973 | 27.3973 | -27.3973 | 27.3973 | 31.1291 | DE_N | d040f | 1984-1985 | -88.2025 | 88.2025 | -88.2025 | 88.2025 | 176.823 | 110.593
SE_S | d040g | 1984-1985 | -26.2558 | 26.2558 | -26.2558 | 26.2558 | 20.9226 | DE_N | d040g | 1984-1985 | -83.5753 | 83.5753 | -83.5753 | 83.5753 | 142.402 | 100.492
SE_S | d040h | 1984-1985 | -21.8645 | 21.8645 | -21.8645 | 21.8645 | 18.2279 | DE_N | d040h | 1984-1985 | -64.6634 | 64.6634 | -64.6634 | 64.6634 | 120.871 | 76.5992
SE_S | d041a | 1984-1985 | -18.52 | 18.52 | -18.52 | 18.52 | 16.4661 | DE_N | d041a | 1984-1985 | -58.0217 | 58.0217 | -58.0217 | 58.0217 | 110.827 | 67.4421
SE_S | d041b | 1984-1985 | -18.4551 | 18.4551 | -18.4551 | 18.4551 | 16.4007 | DE_N | d041b | 1984-1985 | -68.3192 | 68.3192 | -68.3192 | 68.3192 | 112.041 | 77.1118
SE_S | d041c | 1984-1985 | -23.5265 | 23.5265 | -23.5265 | 23.5265 | 21.7087 | DE_N | d041c | 1984-1985 | -81.6261 | 81.6261 | -81.6261 | 81.6261 | 130.419 | 94.2762
SE_S | d041d | 1984-1985 | -27.1028 | 27.1028 | -27.1028 | 27.1028 | 30.9452 | DE_N | d041d | 1984-1985 | -88.1464 | 88.1464 | -88.1464 | 88.1464 | 181.038 | 106.704
SE_S | d041e | 1984-1985 | -27.9533 | 27.9533 | -27.9533 | 27.9533 | 30.7266 | DE_N | d041e | 1984-1985 | -91.54 | 91.54 | -91.54 | 91.54 | 219.224 | 138.546
SE_S | d041f | 1984-1985 | -27.6011 | 27.6011 | -27.6011 | 27.6011 | 25.7201 | DE_N | d041f | 1984-1985 | -91.3496 | 91.3496 | -91.3496 | 91.3496 | 186.752 | 110.853
SE_S | d041g | 1984-1985 | -25.6267 | 25.6267 | -25.6267 | 25.6267 | 15.5569 | DE_N | d041g | 1984-1985 | -83.5835 | 83.5835 | -83.5835 | 83.5835 | 144.245 | 99.7361
SE_S | d041h | 1984-1985 | -21.1683 | 21.1683 | -21.1683 | 21.1683 | 10.5362 | DE_N | d041h | 1984-1985 | -63.7531 | 63.7531 | -63.7531 | 63.7531 | 121.641 | 75.1953
SE_S | d042a | 1984-1985 | -18.4097 | 18.4097 | -18.4097 | 18.4097 | 9.5025 | DE_N | d042a | 1984-1985 | -58.7198 | 58.7198 | -58.7198 | 58.7198 | 116.065 | 69.1674
SE_S | d042b | 1984-1985 | -18.2826 | 18.2826 | -18.2826 | 18.2826 | 11.5193 | DE_N | d042b | 1984-1985 | -68.5896 | 68.5896 | -68.5896 | 68.5896 | 120.353 | 78.1806
SE_S | d042c | 1984-1985 | -22.085 | 22.085 | -22.085 | 22.085 | 18.9327 | DE_N | d042c | 1984-1985 | -77.8826 | 77.8826 | -77.8826 | 77.8826 | 132.668 | 88.3824
SE_S | d042d | 1984-1985 | -25.2744 | 25.2744 | -25.2744 | 25.2744 | 38.4005 | DE_N | d042d | 1984-1985 | -83.4176 | 83.4176 | -83.4176 | 83.4176 | 173.371 | 103.731
SE_S | d042e | 1984-1985 | -26.3001 | 26.3001 | -26.3001 | 26.3001 | 43.2087 | DE_N | d042e | 1984-1985 | -86.5741 | 86.5741 | -86.5741 | 86.5741 | 201.926 | 122.218
SE_S | d042f | 1984-1985 | -25.8014 | 25.8014 | -25.8014 | 25.8014 | 34.6461 | DE_N | d042f | 1984-1985 | -85.911 | 85.911 | -85.911 | 85.911 | 164.363 | 102.665
SE_S | d042g | 1984-1985 | -24.1714 | 24.1714 | -24.1714 | 24.1714 | 22.608 | DE_N | d042g | 1984-1985 | -78.6907 | 78.6907 | -78.6907 | 78.6907 | 116.431 | 78.6907
SE_S | d042h | 1984-1985 | -20.8965 | 20.8965 | -20.8965 | 20.8965 | 21.6293 | DE_N | d042h | 1984-1985 | -63.2524 | 63.2524 | -63.2524 | 63.2524 | 93.7616 | 63.2524
SE_S | d043a | 1984-1985 | -18.2726 | 18.2726 | -18.2726 | 18.2726 | 22.1297 | DE_N | d043a | 1984-1985 | -58.371 | 58.371 | -58.371 | 58.371 | 85.0546 | 59.4641
SE_S | d043b | 1984-1985 | -17.7273 | 17.7273 | -17.7273 | 17.7273 | 25.642 | DE_N | d043b | 1984-1985 | -65.8955 | 65.8955 | -65.8955 | 65.8955 | 88.453 | 66.9886
SE_S | d043c | 1984-1985 | -19.037 | 19.037 | -19.037 | 19.037 | 30.6509 | DE_N | d043c | 1984-1985 | -69.6392 | 69.6392 | -69.6392 | 69.6392 | 100.629 | 70.7323
SE_S | d043d | 1984-1985 | -21.7212 | 21.7212 | -21.7212 | 21.7212 | 45.3304 | DE_N | d043d | 1984-1985 | -73.0746 | 73.0746 | -73.0746 | 73.0746 | 124.224 | 74.1677
SE_S | d043e | 1984-1985 | -22.8201 | 22.8201 | -22.8201 | 22.8201 | 49.6211 | DE_N | d043e | 1984-1985 | -76.7604 | 76.7604 | -76.7604 | 76.7604 | 140.345 | 77.8535
SE_S | d043f | 1984-1985 | -23.9876 | 23.9876 | -23.9876 | 23.9876 | 37.2422 | DE_N | d043f | 1984-1985 | -81.556 | 81.556 | -81.556 | 81.556 | 135.401 | 82.6491
SE_S | d043g | 1984-1985 | -22.8854 | 22.8854 | -22.8854 | 22.8854 | 20.1501 | DE_N | d043g | 1984-1985 | -74.6029 | 74.6029 | -74.6029 | 74.6029 | 97.6954 | 75.696
SE_S | d043h | 1984-1985 | -20.8354 | 20.8354 | -20.8354 | 20.8354 | 17.0245 | DE_N | d043h | 1984-1985 | -62.185 | 62.185 | -62.185 | 62.185 | 77.2046 | 63.2781
SE_S | d044a | 1984-1985 | -18.1806 | 18.1806 | -18.1806 | 18.1806 | 16.5225 | DE_N | d044a | 1984-1985 | -57.9443 | 57.9443 | -57.9443 | 57.9443 | 71.1218 | 59.0374
SE_S | d044b | 1984-1985 | -17.8278 | 17.8278 | -17.8278 | 17.8278 | 19.0149 | DE_N | d044b | 1984-1985 | -66.1705 | 66.1705 | -66.1705 | 66.1705 | 75.5683 | 67.2636
SE_S | d044c | 1984-1985 | -21.0834 | 21.0834 | -21.0834 | 21.0834 | 26.9797 | DE_N | d044c | 1984-1985 | -75.8012 | 75.8012 | -75.8012 | 75.8012 | 87.8963 | 76.8943
SE_S | d044d | 1984-1985 | -24.7693 | 24.7693 | -24.7693 | 24.7693 | 44.047 | DE_N | d044d | 1984-1985 | -81.4347 | 81.4347 | -81.4347 | 81.4347 | 150.387 | 82.8622
SE_S | d044e | 1984-1985 | -24.7282 | 24.7282 | -24.7282 | 24.7282 | 48.1811 | DE_N | d044e | 1984-1985 | -80.0149 | 80.0149 | -80.0149 | 80.0149 | 202.971 | 132.495
SE_S | d044f | 1984-1985 | -25.0134 | 25.0134 | -25.0134 | 25.0134 | 34.4983 | DE_N | d044f | 1984-1985 | -81.5742 | 81.5742 | -81.5742 | 81.5742 | 153.402 | 83.7558
SE_S | d044g | 1984-1985 | -23.862 | 23.862 | -23.862 | 23.862 | 17.0627 | DE_N | d044g | 1984-1985 | -76.4633 | 76.4633 | -76.4633 | 76.4633 | 97.7414 | 77.5564
SE_S | d044h | 1984-1985 | -21.3121 | 21.3121 | -21.3121 | 21.3121 | 12.2849 | DE_N | d044h | 1984-1985 | -63.1894 | 63.1894 | -63.1894 | 63.1894 | 75.3614 | 64.2825
SE_S | d045a | 1984-1985 | -18.3998 | 18.3998 | -18.3998 | 18.3998 | 13.2484 | DE_N | d045a | 1984-1985 | -58.0136 | 58.0136 | -58.0136 | 58.0136 | 65.674 | 59.1067
SE_S | d045b | 1984-1985 | -18.3664 | 18.3664 | -18.3664 | 18.3664 | 15.3392 | DE_N | d045b | 1984-1985 | -68.5877 | 68.5877 | -68.5877 | 68.5877 | 69.0245 | 69.6808
SE_S | d045c | 1984-1985 | -23.7674 | 23.7674 | -23.7674 | 23.7674 | 21.1866 | DE_N | d045c | 1984-1985 | -82.8958 | 82.8958 | -82.8958 | 82.8958 | 88.2716 | 83.9889
SE_S | d045d | 1984-1985 | -27.4562 | 27.4562 | -27.4562 | 27.4562 | 40.1866 | DE_N | d045d | 1984-1985 | -88.635 | 88.635 | -88.635 | 88.635 | 163.06 | 110.641
SE_S | d045e | 1984-1985 | -27.4976 | 27.4976 | -27.4976 | 27.4976 | 48.3265 | DE_N | d045e | 1984-1985 | -87.1466 | 87.1466 | -87.1466 | 87.1466 | 226.907 | 151.385
SE_S | d045f | 1984-1985 | -27.8486 | 27.8486 | -27.8486 | 27.8486 | 40.2226 | DE_N | d045f | 1984-1985 | -89.9283 | 89.9283 | -89.9283 | 89.9283 | 174.174 | 111.934
SE_S | d045g | 1984-1985 | -25.914 | 25.914 | -25.914 | 25.914 | 22.9631 | DE_N | d045g | 1984-1985 | -82.0734 | 82.0734 | -82.0734 | 82.0734 | 118.325 | 83.2229
SE_S | d045h | 1984-1985 | -21.7962 | 21.7962 | -21.7962 | 21.7962 | 19.1256 | DE_N | d045h | 1984-1985 | -64.481 | 64.481 | -64.481 | 64.481 | 101.445 | 65.6298
SE_S | d046a | 1984-1985 | -18.4166 | 18.4166 | -18.4166 | 18.4166 | 16.1678 | DE_N | d046a | 1984-1985 | -57.5244 | 57.5244 | -57.5244 | 57.5244 | 96.8315 | 58.6729
SE_S | d046b | 1984-1985 | -18.4858 | 18.4858 | -18.4858 | 18.4858 | 16.1517 | DE_N | d046b | 1984-1985 | -68.8387 | 68.8387 | -68.8387 | 68.8387 | 101.267 | 69.9861
SE_S | d046c | 1984-1985 | -23.8003 | 23.8003 | -23.8003 | 23.8003 | 21.0334 | DE_N | d046c | 1984-1985 | -83.0512 | 83.0512 | -83.0512 | 83.0512 | 118.92 | 84.2002
SE_S | d046d | 1984-1985 | -27.4824 | 27.4824 | -27.4824 | 27.4824 | 32.2895 | DE_N | d046d | 1984-1985 | -89.9455 | 89.9455 | -89.9455 | 89.9455 | 187.071 | 121.071
SE_S | d046e | 1984-1985 | -27.7986 | 27.7986 | -27.7986 | 27.7986 | 35.0831 | DE_N | d046e | 1984-1985 | -91.0209 | 91.0209 | -91.0209 | 91.0209 | 233.945 | 160.857
SE_S | d046f | 1984-1985 | -27.4928 | 27.4928 | -27.4928 | 27.4928 | 26.7521 | DE_N | d046f | 1984-1985 | -90.6225 | 90.6225 | -90.6225 | 90.6225 | 176.547 | 116.074
SE_S | d046g | 1984-1985 | -26.3787 | 26.3787 | -26.3787 | 26.3787 | 15.5677 | DE_N | d046g | 1984-1985 | -85.4593 | 85.4593 | -85.4593 | 85.4593 | 114.837 | 86.5524
SE_S | d046h | 1984-1985 | -21.8592 | 21.8592 | -21.8592 | 21.8592 | 12.4361 | DE_N | d046h | 1984-1985 | -65.8877 | 65.8877 | -65.8877 | 65.8877 | 92.4864 | 66.9808
SE_S | d047a | 1984-1985 | -18.5219 | 18.5219 | -18.5219 | 18.5219 | 11.6224 | DE_N | d047a | 1984-1985 | -58.7564 | 58.7564 | -58.7564 | 58.7564 | 88.5035 | 59.8495
SE_S | d047b | 1984-1985 | -18.408 | 18.408 | -18.408 | 18.408 | 11.3923 | DE_N | d047b | 1984-1985 | -68.4989 | 68.4989 | -68.4989 | 68.4989 | 89.4148 | 69.5919
SE_S | d047c | 1984-1985 | -23.8995 | 23.8995 | -23.8995 | 23.8995 | 17.776 | DE_N | d047c | 1984-1985 | -82.8469 | 82.8469 | -82.8469 | 82.8469 | 112.96 | 83.94
SE_S | d047d | 1984-1985 | -27.436 | 27.436 | -27.436 | 27.436 | 29.7178 | DE_N | d047d | 1984-1985 | -87.9964 | 87.9964 | -87.9964 | 87.9964 | 172.746 | 116.395
SE_S | d047e | 1984-1985 | -27.416 | 27.416 | -27.416 | 27.416 | 35.8686 | DE_N | d047e | 1984-1985 | -85.8011 | 85.8011 | -85.8011 | 85.8011 | 212.962 | 150.816
SE_S | d047f | 1984-1985 | -27.5586 | 27.5586 | -27.5586 | 27.5586 | 28.3623 | DE_N | d047f | 1984-1985 | -87.446 | 87.446 | -87.446 | 87.446 | 165.639 | 112.925
SE_S | d047g | 1984-1985 | -25.8103 | 25.8103 | -25.8103 | 25.8103 | 18.8187 | DE_N | d047g | 1984-1985 | -80.2968 | 80.2968 | -80.2968 | 80.2968 | 127.586 | 91.1055
SE_S | d047h | 1984-1985 | -21.8633 | 21.8633 | -21.8633 | 21.8633 | 16.8342 | DE_N | d047h | 1984-1985 | -63.2581 | 63.2581 | -63.2581 | 63.2581 | 106.208 | 71.1263
SE_S | d048a | 1984-1985 | -18.5822 | 18.5822 | -18.5822 | 18.5822 | 15.2129 | DE_N | d048a | 1984-1985 | -56.7215 | 56.7215 | -56.7215 | 56.7215 | 100.268 | 62.8945
SE_S | d048b | 1984-1985 | -18.4975 | 18.4975 | -18.4975 | 18.4975 | 16.0419 | DE_N | d048b | 1984-1985 | -65.5987 | 65.5987 | -65.5987 | 65.5987 | 103.932 | 71.0692
SE_S | d048c | 1984-1985 | -23.788 | 23.788 | -23.788 | 23.788 | 21.7035 | DE_N | d048c | 1984-1985 | -80.4781 | 80.4781 | -80.4781 | 80.4781 | 123.441 | 89.3629
SE_S | d048d | 1984-1985 | -27.1047 | 27.1047 | -27.1047 | 27.1047 | 35.2963 | DE_N | d048d | 1984-1985 | -85.7282 | 85.7282 | -85.7282 | 85.7282 | 187.621 | 139.544
SE_S | d048e | 1984-1985 | -27.5067 | 27.5067 | -27.5067 | 27.5067 | 38.7327 | DE_N | d048e | 1984-1985 | -86.8722 | 86.8722 | -86.8722 | 86.8722 | 235.414 | 169.354
SE_S | d048f | 1984-1985 | -27.6421 | 27.6421 | -27.6421 | 27.6421 | 30.6357 | DE_N | d048f | 1984-1985 | -88.8148 | 88.8148 | -88.8148 | 88.8148 | 184.975 | 137.074
SE_S | d048g | 1984-1985 | -25.8831 | 25.8831 | -25.8831 | 25.8831 | 20.7298 | DE_N | d048g | 1984-1985 | -82.0694 | 82.0694 | -82.0694 | 82.0694 | 134.606 | 98.3086
SE_S | d048h | 1984-1985 | -21.6238 | 21.6238 | -21.6238 | 21.6238 | 20.0205 | DE_N | d048h | 1984-1985 | -64.3485 | 64.3485 | -64.3485 | 64.3485 | 109.488 | 75.6009
SE_S | d049a | 1984-1985 | -18.3497 | 18.3497 | -18.3497 | 18.3497 | 17.8938 | DE_N | d049a | 1984-1985 | -57.8914 | 57.8914 | -57.8914 | 57.8914 | 99.3928 | 66.7336
SE_S | d049b | 1984-1985 | -18.3373 | 18.3373 | -18.3373 | 18.3373 | 18.7664 | DE_N | d049b | 1984-1985 | -68.4288 | 68.4288 | -68.4288 | 68.4288 | 103.809 | 76.9371
SE_S | d049c | 1984-1985 | -22.1901 | 22.1901 | -22.1901 | 22.1901 | 25.2535 | DE_N | d049c | 1984-1985 | -77.915 | 77.915 | -77.915 | 77.915 | 122.011 | 87.2274
SE_S | d049d | 1984-1985 | -25.0998 | 25.0998 | -25.0998 | 25.0998 | 38.7172 | DE_N | d049d | 1984-1985 | -82.3685 | 82.3685 | -82.3685 | 82.3685 | 186.074 | 139.205
SE_S | d049e | 1984-1985 | -26.4603 | 26.4603 | -26.4603 | 26.4603 | 40.6337 | DE_N | d049e | 1984-1985 | -86.6577 | 86.6577 | -86.6577 | 86.6577 | 199.079 | 147.39
SE_S | d049f | 1984-1985 | -25.4318 | 25.4318 | -25.4318 | 25.4318 | 29.7888 | DE_N | d049f | 1984-1985 | -83.9214 | 83.9214 | -83.9214 | 83.9214 | 162.571 | 139.565
SE_S | d049g | 1984-1985 | -24.4662 | 24.4662 | -24.4662 | 24.4662 | 19.9372 | DE_N | d049g | 1984-1985 | -79.4681 | 79.4681 | -79.4681 | 79.4681 | 129.638 | 94.5677
SE_S | d049h | 1984-1985 | -20.9588 | 20.9588 | -20.9588 | 20.9588 | 21.823 | DE_N | d049h | 1984-1985 | -63.0416 | 63.0416 | -63.0416 | 63.0416 | 112.264 | 75.5945
SE_S | d050a | 1984-1985 | -18.1497 | 18.1497 | -18.1497 | 18.1497 | 22.2656 | DE_N | d050a | 1984-1985 | -57.4067 | 57.4067 | -57.4067 | 57.4067 | 105.376 | 69.0979
SE_S | d050b | 1984-1985 | -17.8293 | 17.8293 | -17.8293 | 17.8293 | 20.9661 | DE_N | d050b | 1984-1985 | -65.8174 | 65.8174 | -65.8174 | 65.8174 | 103.748 | 75.8985
SE_S | d050c | 1984-1985 | -19.1614 | 19.1614 | -19.1614 | 19.1614 | 23.7554 | DE_N | d050c | 1984-1985 | -69.4614 | 69.4614 | -69.4614 | 69.4614 | 114.958 | 81.0199
SE_S | d050d | 1984-1985 | -22.0159 | 22.0159 | -22.0159 | 22.0159 | 41.1623 | DE_N | d050d | 1984-1985 | -73.122 | 73.122 | -73.122 | 73.122 | 145.889 | 117.505
SE_S | d050e | 1984-1985 | -23.4997 | 23.4997 | -23.4997 | 23.4997 | 45.6103 | DE_N | d050e | 1984-1985 | -76.766 | 76.766 | -76.766 | 76.766 | 143.728 | 133.602
SE_S | d050f | 1984-1985 | -23.912 | 23.912 | -23.912 | 23.912 | 30.3143 | DE_N | d050f | 1984-1985 | -78.3691 | 78.3691 | -78.3691 | 78.3691 | 110.03 | 98.2525
SE_S | d050g | 1984-1985 | -23.0013 | 23.0013 | -23.0013 | 23.0013 | 14.7807 | DE_N | d050g | 1984-1985 | -73.125 | 73.125 | -73.125 | 73.125 | 68.6977 | 73.152
SE_S | d050h | 1984-1985 | -21.0366 | 21.0366 | -21.0366 | 21.0366 | 14.6271 | DE_N | d050h | 1984-1985 | -62.237 | 62.237 | -62.237 | 62.237 | 54.5768 | 62.2639
SE_S | d051a | 1984-1985 | -18.1991 | 18.1991 | -18.1991 | 18.1991 | 14.4434 | DE_N | d051a | 1984-1985 | -56.8902 | 56.8902 | -56.8902 | 56.8902 | 49.2842 | 56.9171
SE_S | d051b | 1984-1985 | -17.907 | 17.907 | -17.907 | 17.907 | 14.2994 | DE_N | d051b | 1984-1985 | -64.8406 | 64.8406 | -64.8406 | 64.8406 | 49.7772 | 64.8674
SE_S | d051c | 1984-1985 | -21.2951 | 21.2951 | -21.2951 | 21.2951 | 19.4652 | DE_N | d051c | 1984-1985 | -75.218 | 75.218 | -75.218 | 75.218 | 67.5641 | 75.2449
SE_S | d051d | 1984-1985 | -24.6253 | 24.6253 | -24.6253 | 24.6253 | 40.2974 | DE_N | d051d | 1984-1985 | -79.433 | 79.433 | -79.433 | 79.433 | 136.649 | 112.842
SE_S | d051e | 1984-1985 | -24.7439 | 24.7439 | -24.7439 | 24.7439 | 50.5282 | DE_N | d051e | 1984-1985 | -78.384 | 78.384 | -78.384 | 78.384 | 184.911 | 150.828
SE_S | d051f | 1984-1985 | -25.292 | 25.292 | -25.292 | 25.292 | 40.1668 | DE_N | d051f | 1984-1985 | -80.8614 | 80.8614 | -80.8614 | 80.8614 | 135.266 | 112.621
SE_S | d051g | 1984-1985 | -23.7893 | 23.7893 | -23.7893 | 23.7893 | 27.6936 | DE_N | d051g | 1984-1985 | -73.3913 | 73.3913 | -73.3913 | 73.3913 | 95.918 | 74.4844
SE_S | d051h | 1984-1985 | -21.1562 | 21.1562 | -21.1562 | 21.1562 | 25.6097 | DE_N | d051h | 1984-1985 | -59.9171 | 59.9171 | -59.9171 | 59.9171 | 86.2837 | 61.0102
SE_S | d052a | 1984-1985 | -18.3139 | 18.3139 | -18.3139 | 18.3139 | 22.7399 | DE_N | d052a | 1984-1985 | -55.4087 | 55.4087 | -55.4087 | 55.4087 | 82.6145 | 56.5018
SE_S | d052b | 1984-1985 | -18.2926 | 18.2926 | -18.2926 | 18.2926 | 21.0791 | DE_N | d052b | 1984-1985 | -64.0211 | 64.0211 | -64.0211 | 64.0211 | 84.0865 | 65.1142
SE_S | d052c | 1984-1985 | -23.9679 | 23.9679 | -23.9679 | 23.9679 | 23.3682 | DE_N | d052c | 1984-1985 | -79.5723 | 79.5723 | -79.5723 | 79.5723 | 98.0395 | 80.6654
SE_S | d052d | 1984-1985 | -27.5259 | 27.5259 | -27.5259 | 27.5259 | 35.6979 | DE_N | d052d | 1984-1985 | -85.238 | 85.238 | -85.238 | 85.238 | 152.883 | 127.886
SE_S | d052e | 1984-1985 | -27.0115 | 27.0115 | -27.0115 | 27.0115 | 37.3598 | DE_N | d052e | 1984-1985 | -83.0627 | 83.0627 | -82.97 | 82.97 | 207.28 | 155.683
SE_S | d052f | 1984-1985 | -27.9132 | 27.9132 | -27.9132 | 27.9132 | 27.834 | DE_N | d052f | 1984-1985 | -87.9487 | 87.9487 | -87.9487 | 87.9487 | 144.212 | 115.521
SE_S | d052g | 1984-1985 | -26.0766 | 26.0766 | -26.0766 | 26.0766 | 12.2643 | DE_N | d052g | 1984-1985 | -80.1753 | 80.1753 | -80.1753 | 80.1753 | 99.2003 | 81.2684
SE_S | d052h | 1984-1985 | -21.5881 | 21.5881 | -21.5881 | 21.5881 | 9.6009 | DE_N | d052h | 1984-1985 | -61.137 | 61.137 | -61.137 | 61.137 | 83.2621 | 62.2301
SE_S | d053a | 1984-1985 | -18.3393 | 18.3393 | -18.3393 | 18.3393 | 8.422 | DE_N | d053a | 1984-1985 | -54.2944 | 54.2944 | -54.2944 | 54.2944 | 76.6921 | 55.3875
SE_S | d053b | 1984-1985 | -18.4279 | 18.4279 | -18.4279 | 18.4279 | 8.0959 | DE_N | d053b | 1984-1985 | -63.1604 | 63.1604 | -63.1604 | 63.1604 | 77.4428 | 64.2535
SE_S | d053c | 1984-1985 | -23.9984 | 23.9984 | -23.9984 | 23.9984 | 13.7111 | DE_N | d053c | 1984-1985 | -78.4897 | 78.4897 | -78.4897 | 78.4897 | 88.5621 | 79.5828
SE_S | d053d | 1984-1985 | -27.38 | 27.38 | -27.38 | 27.38 | 33.7921 | DE_N | d053d | 1984-1985 | -84.3682 | 84.3682 | -84.3682 | 84.3682 | 143.267 | 132.906
SE_S | d053e | 1984-1985 | -27.8262 | 27.8262 | -27.8262 | 27.8262 | 38.9413 | DE_N | d053e | 1984-1985 | -85.8523 | 85.8523 | -85.7425 | 85.7425 | 208.613 | 157.143
SE_S | d053f | 1984-1985 | -27.7657 | 27.7657 | -27.7657 | 27.7657 | 28.4849 | DE_N | d053f | 1984-1985 | -87.6406 | 87.6406 | -87.6406 | 87.6406 | 153.324 | 135.655
SE_S | d053g | 1984-1985 | -26.323 | 26.323 | -26.323 | 26.323 | 15.793 | DE_N | d053g | 1984-1985 | -81.0446 | 81.0446 | -81.0446 | 81.0446 | 101.152 | 82.1377
SE_S | d053h | 1984-1985 | -21.8348 | 21.8348 | -21.8348 | 21.8348 | 15.1266 | DE_N | d053h | 1984-1985 | -62.6137 | 62.6137 | -62.6137 | 62.6137 | 83.2342 | 63.7068
SE_S | d054a | 1984-1985 | -18.5739 | 18.5739 | -18.5739 | 18.5739 | 14.2254 | DE_N | d054a | 1984-1985 | -55.9264 | 55.9264 | -55.9264 | 55.9264 | 76.9316 | 57.0195
SE_S | d054b | 1984-1985 | -18.4117 | 18.4117 | -18.4117 | 18.4117 | 14.1194 | DE_N | d054b | 1984-1985 | -64.3252 | 64.3252 | -64.3252 | 64.3252 | 81.6427 | 65.4183
SE_S | d054c | 1984-1985 | -24.1167 | 24.1167 | -24.1167 | 24.1167 | 19.7848 | DE_N | d054c | 1984-1985 | -80.1279 | 80.1279 | -80.1279 | 80.1279 | 100.289 | 81.221
SE_S | d054d | 1984-1985 | -27.15 | 27.15 | -27.15 | 27.15 | 44.4911 | DE_N | d054d | 1984-1985 | -83.5449 | 83.5449 | -83.5449 | 83.5449 | 169.447 | 140.381
SE_S | d054e | 1984-1985 | -27.5286 | 27.5286 | -27.5286 | 27.5286 | 57.2634 | DE_N | d054e | 1984-1985 | -87.5932 | 87.5932 | -84.1111 | 84.1111 | 223.192 | 171.799
SE_S | d054f | 1984-1985 | -27.9736 | 27.9736 | -27.9736 | 27.9736 | 47.5183 | DE_N | d054f | 1984-1985 | -87.3998 | 87.3998 | -87.3998 | 87.3998 | 161.399 | 144.236
SE_S | d054g | 1984-1985 | -26.3226 | 26.3226 | -26.3226 | 26.3226 | 32.7316 | DE_N | d054g | 1984-1985 | -80.0019 | 80.0019 | -80.0019 | 80.0019 | 114.871 | 100.311
SE_S | d054h | 1984-1985 | -21.8882 | 21.8882 | -21.8882 | 21.8882 | 31.9686 | DE_N | d054h | 1984-1985 | -60.7651 | 60.7651 | -60.7651 | 60.7651 | 109.856 | 78.7857
SE_S | d055a | 1984-1985 | -18.3485 | 18.3485 | -18.3485 | 18.3485 | 28.6447 | DE_N | d055a | 1984-1985 | -52.5448 | 52.5448 | -52.5448 | 52.5448 | 98.1901 | 67.4987
SE_S | d055b | 1984-1985 | -18.2359 | 18.2359 | -18.2359 | 18.2359 | 27.5433 | DE_N | d055b | 1984-1985 | -60.0265 | 60.0265 | -60.0265 | 60.0265 | 94.2726 | 73.0931
SE_S | d055c | 1984-1985 | -23.5254 | 23.5254 | -23.5254 | 23.5254 | 31.185 | DE_N | d055c | 1984-1985 | -74.1378 | 74.1378 | -74.1378 | 74.1378 | 105.009 | 90.895
SE_S | d055d | 1984-1985 | -27.1269 | 27.1269 | -27.1269 | 27.1269 | 43.5948 | DE_N | d055d | 1984-1985 | -79.9907 | 79.9907 | -79.9907 | 79.9907 | 175.933 | 136.827
SE_S | d055e | 1984-1985 | -27.5901 | 27.5901 | -27.5901 | 27.5901 | 50.2234 | DE_N | d055e | 1984-1985 | -100.779 | 100.779 | -80.3677 | 80.3677 | 216.874 | 165.47
SE_S | d055f | 1984-1985 | -27.5388 | 27.5388 | -27.5388 | 27.5388 | 36.1705 | DE_N | d055f | 1984-1985 | -82.2788 | 82.2788 | -82.2788 | 82.2788 | 161.907 | 139.115
SE_S | d055g | 1984-1985 | -25.1908 | 25.1908 | -25.1908 | 25.1908 | 20.3852 | DE_N | d055g | 1984-1985 | -74.629 | 74.629 | -74.629 | 74.629 | 103.557 | 86.5558
SE_S | d055h | 1984-1985 | -21.1088 | 21.1088 | -21.1088 | 21.1088 | 18.6976 | DE_N | d055h | 1984-1985 | -58.5672 | 58.5672 | -58.5672 | 58.5672 | 94.6655 | 66.7703
SE_S | d056a | 1984-1985 | -18.2287 | 18.2287 | -18.2287 | 18.2287 | 15.5051 | DE_N | d056a | 1984-1985 | -53.3051 | 53.3051 | -53.3051 | 53.3051 | 82.1023 | 59.8186
SE_S | d056b | 1984-1985 | -18.0553 | 18.0553 | -18.0553 | 18.0553 | 14.1411 | DE_N | d056b | 1984-1985 | -60.5518 | 60.5518 | -60.5518 | 60.5518 | 77.4947 | 65.8346
SE_S | d056c | 1984-1985 | -21.869 | 21.869 | -21.869 | 21.869 | 18.797 | DE_N | d056c | 1984-1985 | -69.7794 | 69.7794 | -69.7794 | 69.7794 | 93.9394 | 75.6847
SE_S | d056d | 1984-1985 | -25.4508 | 25.4508 | -25.4508 | 25.4508 | 37.5822 | DE_N | d056d | 1984-1985 | -75.2237 | 75.2237 | -75.2237 | 75.2237 | 168.436 | 132.06
SE_S | d056e | 1984-1985 | -26.3964 | 26.3964 | -26.3964 | 26.3964 | 44.289 | DE_N | d056e | 1984-1985 | -98.5718 | 98.5718 | -77.4593 | 77.4593 | 205.39 | 153.68
SE_S | d056f | 1984-1985 | -26.0654 | 26.0654 | -26.0654 | 26.0654 | 35.5432 | DE_N | d056f | 1984-1985 | -78.4989 | 78.4989 | -78.4989 | 78.4989 | 168.826 | 135.335
SE_S | d056g | 1984-1985 | -24.5815 | 24.5815 | -24.5815 | 24.5815 | 22.3332 | DE_N | d056g | 1984-1985 | -72.6103 | 72.6103 | -72.6103 | 72.6103 | 136.779 | 129.447
SE_S | d056h | 1984-1985 | -20.7869 | 20.7869 | -20.7869 | 20.7869 | 24.3383 | DE_N | d056h | 1984-1985 | -56.0935 | 56.0935 | -56.0935 | 56.0935 | 126.661 | 112.93
SE_S | d057a | 1984-1985 | -17.9653 | 17.9653 | -17.9653 | 17.9653 | 25.1774 | DE_N | d057a | 1984-1985 | -49.9749 | 49.9749 | -49.9749 | 49.9749 | 120.772 | 106.811
SE_S | d057b | 1984-1985 | -17.6729 | 17.6729 | -17.6729 | 17.6729 | 27.7358 | DE_N | d057b | 1984-1985 | -56.296 | 56.296 | -56.296 | 56.296 | 112.185 | 77.2088
SE_S | d057c | 1984-1985 | -19.1566 | 19.1566 | -19.1566 | 19.1566 | 37.4502 | DE_N | d057c | 1984-1985 | -61.3499 | 61.3499 | -61.3499 | 61.3499 | 135.627 | 82.2627
SE_S | d057d | 1984-1985 | -22.3457 | 22.3457 | -22.3457 | 22.3457 | 55.0328 | DE_N | d057d | 1984-1985 | -67.9278 | 67.9278 | -66.4513 | 66.4513 | 193.076 | 113.618
SE_S | d057e | 1984-1985 | -22.9734 | 22.9734 | -22.9734 | 22.9734 | 58.2844 | DE_N | d057e | 1984-1985 | -87.063 | 87.063 | -67.3656 | 67.3656 | 225.444 | 146.049
SE_S | d057f | 1984-1985 | -23.6261 | 23.6261 | -23.6261 | 23.6261 | 43.1008 | DE_N | d057f | 1984-1985 | -71.7397 | 71.7397 | -70.4412 | 70.4412 | 187.714 | 105.157
SE_S | d057g | 1984-1985 | -23.1427 | 23.1427 | -23.1427 | 23.1427 | 23.7744 | DE_N | d057g | 1984-1985 | -67.2227 | 67.2227 | -67.2227 | 67.2227 | 129.731 | 82.3545
SE_S | d057h | 1984-1985 | -20.8333 | 20.8333 | -20.8333 | 20.8333 | 20.7585 | DE_N | d057h | 1984-1985 | -54.9346 | 54.9346 | -54.9346 | 54.9346 | 104.69 | 61.9974
SE_S | d058a | 1984-1985 | -18.0537 | 18.0537 | -18.0537 | 18.0537 | 17.2974 | DE_N | d058a | 1984-1985 | -51.0745 | 51.0745 | -51.0745 | 51.0745 | 80.0069 | 54.7443
SE_S | d058b | 1984-1985 | -17.7759 | 17.7759 | -17.7759 | 17.7759 | 15.4163 | DE_N | d058b | 1984-1985 | -57.9588 | 57.9588 | -57.9588 | 57.9588 | 73.4261 | 60.7604
SE_S | d058c | 1984-1985 | -21.3864 | 21.3864 | -21.3864 | 21.3864 | 21.1101 | DE_N | d058c | 1984-1985 | -68.5841 | 68.5841 | -68.5841 | 68.5841 | 81.0846 | 71.9575
SE_S | d058d | 1984-1985 | -24.2003 | 24.2003 | -24.2003 | 24.2003 | 37.4978 | DE_N | d058d | 1984-1985 | -72.8817 | 72.8817 | -72.8817 | 72.8817 | 126.822 | 80.7282
SE_S | d058e | 1984-1985 | -24.8988 | 24.8988 | -24.8988 | 24.8988 | 37.34 | DE_N | d058e | 1984-1985 | -75.0917 | 75.0917 | -75.0917 | 75.0917 | 163.037 | 96.0044
SE_S | d058f | 1984-1985 | -24.7837 | 24.7837 | -24.7837 | 24.7837 | 22.1467 | DE_N | d058f | 1984-1985 | -75.7092 | 75.7092 | -75.7092 | 75.7092 | 121.313 | 82.1412
SE_S | d058g | 1984-1985 | -23.8382 | 23.8382 | -23.8382 | 23.8382 | 11.8334 | DE_N | d058g | 1984-1985 | -71.2291 | 71.2291 | -71.2291 | 71.2291 | 64.0205 | 71.2291
SE_S | d058h | 1984-1985 | -21.1234 | 21.1234 | -21.1234 | 21.1234 | 11.5879 | DE_N | d058h | 1984-1985 | -57.4319 | 57.4319 | -57.4319 | 57.4319 | 49.6446 | 57.4319
SE_S | d059a | 1984-1985 | -18.2696 | 18.2696 | -18.2696 | 18.2696 | 13.1371 | DE_N | d059a | 1984-1985 | -53.3381 | 53.3381 | -53.3381 | 53.3381 | 46.2819 | 53.3381
SE_S | d059b | 1984-1985 | -18.2635 | 18.2635 | -18.2635 | 18.2635 | 14.7908 | DE_N | d059b | 1984-1985 | -61.7226 | 61.7226 | -61.7226 | 61.7226 | 51.7507 | 61.7226
SE_S | d059c | 1984-1985 | -23.8005 | 23.8005 | -23.8005 | 23.8005 | 20.8999 | DE_N | d059c | 1984-1985 | -76.9227 | 76.9227 | -76.9227 | 76.9227 | 69.7314 | 76.9227
SE_S | d059d | 1984-1985 | -27.2042 | 27.2042 | -27.2042 | 27.2042 | 37.7088 | DE_N | d059d | 1984-1985 | -82.7626 | 82.7626 | -82.7626 | 82.7626 | 137.902 | 96.954
SE_S | d059e | 1984-1985 | -27.5395 | 27.5395 | -27.5395 | 27.5395 | 41.5327 | DE_N | d059e | 1984-1985 | -85.9618 | 85.9618 | -84.4062 | 84.4062 | 191.423 | 134.553
SE_S | d059f | 1984-1985 | -27.3595 | 27.3595 | -27.3595 | 27.3595 | 32.0456 | DE_N | d059f | 1984-1985 | -85.4101 | 85.4101 | -85.4101 | 85.4101 | 141.811 | 100.536
SE_S | d059g | 1984-1985 | -25.6267 | 25.6267 | -25.6267 | 25.6267 | 23.9484 | DE_N | d059g | 1984-1985 | -77.8934 | 77.8934 | -77.8934 | 77.8934 | 90.186 | 80.4494
SE_S | d059h | 1984-1985 | -21.6278 | 21.6278 | -21.6278 | 21.6278 | 25.126 | DE_N | d059h | 1984-1985 | -60.4735 | 60.4735 | -60.4735 | 60.4735 | 85.0402 | 63.5714
SE_S | d060a | 1984-1985 | -18.3476 | 18.3476 | -18.3476 | 18.3476 | 21.9136 | DE_N | d060a | 1984-1985 | -53.5506 | 53.5506 | -53.5506 | 53.5506 | 85.1937 | 56.2788
SE_S | d060b | 1984-1985 | -18.1487 | 18.1487 | -18.1487 | 18.1487 | 21.0925 | DE_N | d060b | 1984-1985 | -61.8996 | 61.8996 | -61.8996 | 61.8996 | 93.0304 | 64.2225
SE_S | d060c | 1984-1985 | -23.7282 | 23.7282 | -23.7282 | 23.7282 | 28.0657 | DE_N | d060c | 1984-1985 | -76.8423 | 76.8423 | -76.8423 | 76.8423 | 112.751 | 79.6172
SE_S | d060d | 1984-1985 | -27.1584 | 27.1584 | -27.1584 | 27.1584 | 44.7001 | DE_N | d060d | 1984-1985 | -83.7626 | 83.7626 | -82.3465 | 82.3465 | 185.64 | 125.856
SE_S | d060e | 1984-1985 | -27.3221 | 27.3221 | -27.3221 | 27.3221 | 49.3883 | DE_N | d060e | 1984-1985 | -96.8918 | 96.8918 | -81.3765 | 81.3765 | 214.099 | 152.846
SE_S | d060f | 1984-1985 | -27.7219 | 27.7219 | -27.7219 | 27.7219 | 39.3495 | DE_N | d060f | 1984-1985 | -84.7878 | 84.7878 | -83.4395 | 83.4395 | 180.313 | 121.532
SE_S | d060g | 1984-1985 | -26.1852 | 26.1852 | -26.1852 | 26.1852 | 27.7236 | DE_N | d060g | 1984-1985 | -77.8397 | 77.8397 | -77.4332 | 77.4332 | 140.06 | 99.4786
SE_S | d060h | 1984-1985 | -21.8623 | 21.8623 | -21.8623 | 21.8623 | 30.4193 | DE_N | d060h | 1984-1985 | -60.3134 | 60.3134 | -59.2467 | 59.2467 | 136.703 | 85.8381
SE_S | d061a | 1984-1985 | -18.307 | 18.307 | -18.307 | 18.307 | 29.6022 | DE_N | d061a | 1984-1985 | -52.3833 | 52.3833 | -51.228 | 51.228 | 139.035 | 79.5722
SE_S | d061b | 1984-1985 | -18.2604 | 18.2604 | -18.2604 | 18.2604 | 29.581 | DE_N | d061b | 1984-1985 | -59.976 | 59.976 | -58.7964 | 58.7964 | 145.044 | 87.7781
SE_S | d061c | 1984-1985 | -23.7091 | 23.7091 | -23.7091 | 23.7091 | 37.2415 | DE_N | d061c | 1984-1985 | -74.4176 | 74.4176 | -73.1287 | 73.1287 | 166.676 | 106.802
SE_S | d061d | 1984-1985 | -27.2544 | 27.2544 | -27.2544 | 27.2544 | 45.0111 | DE_N | d061d | 1984-1985 | -95.9809 | 95.9809 | -79.8192 | 79.8192 | 214.287 | 142.461
SE_S | d061e | 1984-1985 | -27.7096 | 27.7096 | -27.7096 | 27.7096 | 46.0125 | DE_N | d061e | 1984-1985 | -131.634 | 131.634 | -82.0903 | 82.0903 | 213.23 | 147.295
SE_S | d061f | 1984-1985 | -27.504 | 27.504 | -27.504 | 27.504 | 43.0248 | DE_N | d061f | 1984-1985 | -84.4965 | 84.4965 | -82.8285 | 82.8285 | 202.521 | 134.422
SE_S | d061g | 1984-1985 | -26.0584 | 26.0584 | -26.0584 | 26.0584 | 37.073 | DE_N | d061g | 1984-1985 | -78.079 | 78.079 | -76.8534 | 76.8534 | 157.413 | 107.364
SE_S | d061h | 1984-1985 | -21.8504 | 21.8504 | -21.8504 | 21.8504 | 35.8397 | DE_N | d061h | 1984-1985 | -60.8538 | 60.8538 | -59.6366 | 59.6366 | 141.279 | 89.8237
SE_S | d062a | 1984-1985 | -18.2925 | 18.2925 | -18.2925 | 18.2925 | 34.306 | DE_N | d062a | 1984-1985 | -52.6395 | 52.6395 | -51.4023 | 51.4023 | 135.946 | 82.3892
SE_S | d062b | 1984-1985 | -18.3896 | 18.3896 | -18.3896 | 18.3896 | 32.9441 | DE_N | d062b | 1984-1985 | -60.9582 | 60.9582 | -59.7321 | 59.7321 | 141.828 | 90.2588
SE_S | d062c | 1984-1985 | -23.223 | 23.223 | -23.223 | 23.223 | 39.0293 | DE_N | d062c | 1984-1985 | -73.7485 | 73.7485 | -72.4333 | 72.4333 | 161.98 | 107.816
SE_S | d062d | 1984-1985 | -27.0366 | 27.0366 | -27.0366 | 27.0366 | 54.7936 | DE_N | d062d | 1984-1985 | -82.4466 | 82.4466 | -79.1526 | 79.1526 | 211.635 | 135.933
SE_S | d062e | 1984-1985 | -27.6622 | 27.6622 | -27.5784 | 27.5784 | 57.5065 | DE_N | d062e | 1984-1985 | -100.202 | 100.202 | -80.0648 | 80.0648 | 219.826 | 142.751
SE_S | d062f | 1984-1985 | -27.2538 | 27.2538 | -27.2538 | 27.2538 | 49.4683 | DE_N | d062f | 1984-1985 | -82.4788 | 82.4788 | -80.3511 | 80.3511 | 206.305 | 135.034
SE_S | d062g | 1984-1985 | -25.1219 | 25.1219 | -25.1219 | 25.1219 | 41.8139 | DE_N | d062g | 1984-1985 | -73.8271 | 73.8271 | -72.3191 | 72.3191 | 171.204 | 120.263
SE_S | d062h | 1984-1985 | -21.3226 | 21.3226 | -21.3226 | 21.3226 | 39.5311 | DE_N | d062h | 1984-1985 | -58.4123 | 58.4123 | -56.891 | 56.891 | 158.15 | 105.304
SE_S | d063a | 1984-1985 | -18.3516 | 18.3516 | -18.3516 | 18.3516 | 38.481 | DE_N | d063a | 1984-1985 | -52.6508 | 52.6508 | -51.0882 | 51.0882 | 155.867 | 100.708
SE_S | d063b | 1984-1985 | -18.1539 | 18.1539 | -18.1539 | 18.1539 | 37.7732 | DE_N | d063b | 1984-1985 | -58.7249 | 58.7249 | -57.1797 | 57.1797 | 159.47 | 106.337
SE_S | d063c | 1984-1985 | -21.8382 | 21.8382 | -21.8382 | 21.8382 | 41.9092 | DE_N | d063c | 1984-1985 | -67.523 | 67.523 | -65.8945 | 65.8945 | 172.886 | 116.901
SE_S | d063d | 1984-1985 | -27.3796 | 27.3796 | -25.1965 | 25.1965 | 58.1302 | DE_N | d063d | 1984-1985 | -89.0338 | 89.0338 | -72.9972 | 72.9972 | 214.767 | 137.046
SE_S | d063e | 1984-1985 | -35.5054 | 35.5054 | -26.5648 | 26.5648 | 61.474 | DE_N | d063e | 1984-1985 | -95.7278 | 95.7278 | -78.0236 | 78.0236 | 221.204 | 143.747
SE_S | d063f | 1984-1985 | -26.1999 | 26.1999 | -26.0349 | 26.0349 | 52.3788 | DE_N | d063f | 1984-1985 | -79.5226 | 79.5226 | -77.8865 | 77.8865 | 187.782 | 129.164
SE_S | d063g | 1984-1985 | -24.5493 | 24.5493 | -24.5493 | 24.5493 | 37.5009 | DE_N | d063g | 1984-1985 | -73.1895 | 73.1895 | -71.8052 | 71.8052 | 164.865 | 112.823
SE_S | d063h | 1984-1985 | -21.1686 | 21.1686 | -21.1686 | 21.1686 | 35.7414 | DE_N | d063h | 1984-1985 | -56.9189 | 56.9189 | -55.5045 | 55.5045 | 155.939 | 98.8512
SE_S | d064a | 1984-1985 | -19.0601 | 19.0601 | -19.0601 | 19.0601 | 34.8376 | DE_N | d064a | 1984-1985 | -50.5865 | 50.5865 | -49.1647 | 49.1647 | 152.49 | 93.0809
SE_S | d064b | 1984-1985 | -18.9358 | 18.9358 | -18.9358 | 18.9358 | 35.5636 | DE_N | d064b | 1984-1985 | -56.5942 | 56.5942 | -55.1987 | 55.1987 | 154.523 | 97.291
SE_S | d064c | 1984-1985 | -20.8522 | 20.8522 | -20.8522 | 20.8522 | 41.4869 | DE_N | d064c | 1984-1985 | -63.0449 | 63.0449 | -61.6375 | 61.6375 | 161.99 | 104.706
SE_S | d064d | 1984-1985 | -25.8701 | 25.8701 | -23.2294 | 23.2294 | 55.5212 | DE_N | d064d | 1984-1985 | -66.846 | 66.846 | -65.158 | 65.158 | 188.875 | 117.906
SE_S | d064e | 1984-1985 | -29.4709 | 29.4709 | -24.283 | 24.283 | 59.4161 | DE_N | d064e | 1984-1985 | -70.0071 | 70.0071 | -68.1712 | 68.1712 | 196.119 | 122.765
SE_S | d064f | 1984-1985 | -24.7745 | 24.7745 | -24.6538 | 24.6538 | 51.6994 | DE_N | d064f | 1984-1985 | -71.7695 | 71.7695 | -70.2293 | 70.2293 | 189.365 | 120.316
SE_S | d064g | 1984-1985 | -24.0657 | 24.0657 | -24.0657 | 24.0657 | 37.4932 | DE_N | d064g | 1984-1985 | -66.2435 | 66.2435 | -66.0097 | 66.0097 | 143.106 | 85.9536
SE_S | d064h | 1984-1985 | -21.9131 | 21.9131 | -21.9131 | 21.9131 | 36.5799 | DE_N | d064h | 1984-1985 | -55.221 | 55.221 | -54.9937 | 54.9937 | 127.586 | 74.0411
SE_S | d065a | 1984-1985 | -19.0342 | 19.0342 | -19.0342 | 19.0342 | 35.3609 | DE_N | d065a | 1984-1985 | -49.9864 | 49.9864 | -49.7613 | 49.7613 | 120.011 | 68.2835
SE_S | d065b | 1984-1985 | -18.9997 | 18.9997 | -18.9997 | 18.9997 | 33.2519 | DE_N | d065b | 1984-1985 | -56.7895 | 56.7895 | -56.5756 | 56.5756 | 114.249 | 70.9909
SE_S | d065c | 1984-1985 | -22.462 | 22.462 | -22.462 | 22.462 | 34.4729 | DE_N | d065c | 1984-1985 | -67.0305 | 67.0305 | -66.8339 | 66.8339 | 122.328 | 81.4189
SE_S | d065d | 1984-1985 | -25.3768 | 25.3768 | -25.3768 | 25.3768 | 46.939 | DE_N | d065d | 1984-1985 | -73.0991 | 73.0991 | -72.6469 | 72.6469 | 166.411 | 94.9645
SE_S | d065e | 1984-1985 | -25.1612 | 25.1612 | -25.1612 | 25.1612 | 48.0302 | DE_N | d065e | 1984-1985 | -73.2339 | 73.2339 | -71.9787 | 71.9787 | 187.254 | 105.362
SE_S | d065f | 1984-1985 | -25.6618 | 25.6618 | -25.6618 | 25.6618 | 31.676 | DE_N | d065f | 1984-1985 | -74.972 | 74.972 | -74.5204 | 74.5204 | 164.665 | 96.8545
SE_S | d065g | 1984-1985 | -24.707 | 24.707 | -24.707 | 24.707 | 23.2131 | DE_N | d065g | 1984-1985 | -69.1926 | 69.1926 | -68.7716 | 68.7716 | 137.522 | 90.9407
SE_S | d065h | 1984-1985 | -22.5279 | 22.5279 | -22.5279 | 22.5279 | 27.2784 | DE_N | d065h | 1984-1985 | -57.9514 | 57.9514 | -57.5064 | 57.5064 | 140.282 | 79.7958
SE_S | d066a | 1984-1985 | -19.6542 | 19.6542 | -19.6542 | 19.6542 | 27.2586 | DE_N | d066a | 1984-1985 | -52.9748 | 52.9748 | -52.524 | 52.524 | 139.875 | 74.8449
SE_S | d066b | 1984-1985 | -19.9351 | 19.9351 | -19.9351 | 19.9351 | 27.0449 | DE_N | d066b | 1984-1985 | -60.8008 | 60.8008 | -60.3604 | 60.3604 | 135.448 | 82.6305
SE_S | d066c | 1984-1985 | -25.7531 | 25.7531 | -25.7531 | 25.7531 | 29.2201 | DE_N | d066c | 1984-1985 | -76.2923 | 76.2923 | -75.8544 | 75.8544 | 146.89 | 98.1229
SE_S | d066d | 1984-1985 | -28.4783 | 28.4783 | -28.4783 | 28.4783 | 33.0522 | DE_N | d066d | 1984-1985 | -82.0313 | 82.0313 | -81.1312 | 81.1312 | 184.84 | 106.595
SE_S | d066e | 1984-1985 | -27.9599 | 27.9599 | -27.9599 | 27.9599 | 34.7805 | DE_N | d066e | 1984-1985 | -81.3815 | 81.3815 | -79.8639 | 79.8639 | 217.007 | 134.408
SE_S | d066f | 1984-1985 | -28.7793 | 28.7793 | -28.7793 | 28.7793 | 29.898 | DE_N | d066f | 1984-1985 | -85.0181 | 85.0181 | -84.0118 | 84.0118 | 191.306 | 110.997
SE_S | d066g | 1984-1985 | -27.3667 | 27.3667 | -27.3667 | 27.3667 | 27.771 | DE_N | d066g | 1984-1985 | -78.0867 | 78.0867 | -77.3134 | 77.3134 | 161.872 | 101.694
SE_S | d066h | 1984-1985 | -23.1419 | 23.1419 | -23.1419 | 23.1419 | 30.7196 | DE_N | d066h | 1984-1985 | -61.1792 | 61.1792 | -60.4189 | 60.4189 | 149.145 | 84.7211
SE_S | d067a | 1984-1985 | -19.7286 | 19.7286 | -19.7286 | 19.7286 | 32.7041 | DE_N | d067a | 1984-1985 | -53.4276 | 53.4276 | -52.6949 | 52.6949 | 141.639 | 76.8056
SE_S | d067b | 1984-1985 | -20.0642 | 20.0642 | -20.0642 | 20.0642 | 33.1346 | DE_N | d067b | 1984-1985 | -61.4089 | 61.4089 | -60.7408 | 60.7408 | 137.307 | 84.406
SE_S | d067c | 1984-1985 | -26.0257 | 26.0257 | -26.0257 | 26.0257 | 33.0562 | DE_N | d067c | 1984-1985 | -77.0272 | 77.0272 | -76.5794 | 76.5794 | 140.495 | 98.9546
SE_S | d067d | 1984-1985 | -28.8852 | 28.8852 | -28.8852 | 28.8852 | 37.0195 | DE_N | d067d | 1984-1985 | -82.2139 | 82.2139 | -81.5278 | 81.5278 | 168.079 | 105.38
SE_S | d067e | 1984-1985 | -28.9741 | 28.9741 | -28.9741 | 28.9741 | 38.3523 | DE_N | d067e | 1984-1985 | -82.2691 | 82.2691 | -81.5675 | 81.5675 | 174.23 | 105.56
SE_S | d067f | 1984-1985 | -28.9995 | 28.9995 | -28.9995 | 28.9995 | 31.6569 | DE_N | d067f | 1984-1985 | -82.9282 | 82.9282 | -82.2493 | 82.2493 | 164.442 | 106.092
SE_S | d067g | 1984-1985 | -27.7049 | 27.7049 | -27.7049 | 27.7049 | 27.7121 | DE_N | d067g | 1984-1985 | -77.001 | 77.001 | -76.3389 | 76.3389 | 151.955 | 100.062
SE_S | d067h | 1984-1985 | -23.6853 | 23.6853 | -23.6853 | 23.6853 | 28.5086 | DE_N | d067h | 1984-1985 | -61.4004 | 61.4004 | -60.7135 | 60.7135 | 144.4 | 84.6331
SE_S | d068a | 1984-1985 | -19.9992 | 19.9992 | -19.9992 | 19.9992 | 31.3709 | DE_N | d068a | 1984-1985 | -52.7493 | 52.7493 | -52.0472 | 52.0472 | 139.759 | 76.0971
SE_S | d068b | 1984-1985 | -20.3448 | 20.3448 | -20.3448 | 20.3448 | 34.4436 | DE_N | d068b | 1984-1985 | -61.3674 | 61.3674 | -60.666 | 60.666 | 144.63 | 84.7261
SE_S | d068c | 1984-1985 | -26.0779 | 26.0779 | -26.0779 | 26.0779 | 39.2348 | DE_N | d068c | 1984-1985 | -76.2659 | 76.2659 | -75.5621 | 75.5621 | 156.028 | 99.662
SE_S | d068d | 1984-1985 | -28.9018 | 28.9018 | -28.9018 | 28.9018 | 48.5088 | DE_N | d068d | 1984-1985 | -82.8939 | 82.8939 | -81.6736 | 81.6736 | 202.692 | 120.315
SE_S | d068e | 1984-1985 | -29.0463 | 29.0463 | -29.0463 | 29.0463 | 51.3217 | DE_N | d068e | 1984-1985 | -84.09 | 84.09 | -82.7219 | 82.7219 | 231.009 | 148.477
SE_S | d068f | 1984-1985 | -29.104 | 29.104 | -29.104 | 29.104 | 41.3617 | DE_N | d068f | 1984-1985 | -84.8394 | 84.8394 | -84.0767 | 84.0767 | 187.376 | 112.913
SE_S | d068g | 1984-1985 | -28.1287 | 28.1287 | -28.1287 | 28.1287 | 31.7805 | DE_N | d068g | 1984-1985 | -79.2906 | 79.2906 | -79.2906 | 79.2906 | 137.43 | 94.5618
SE_S | d068h | 1984-1985 | -23.3547 | 23.3547 | -23.3547 | 23.3547 | 28.3261 | DE_N | d068h | 1984-1985 | -59.3008 | 59.3008 | -59.3008 | 59.3008 | 117.069 | 68.7437
SE_S | d069a | 1984-1985 | -20.4557 | 20.4557 | -20.4557 | 20.4557 | 26.5425 | DE_N | d069a | 1984-1985 | -53.5181 | 53.5181 | -53.5181 | 53.5181 | 110.778 | 60.8501
SE_S | d069b | 1984-1985 | -21.32 | 21.32 | -21.32 | 21.32 | 25.7057 | DE_N | d069b | 1984-1985 | -63.0522 | 63.0522 | -63.0522 | 63.0522 | 110.432 | 70.2217
SE_S | d069c | 1984-1985 | -25.681 | 25.681 | -25.681 | 25.681 | 29.4332 | DE_N | d069c | 1984-1985 | -75.2634 | 75.2634 | -75.2634 | 75.2634 | 116.314 | 85.6183
SE_S | d069d | 1984-1985 | -28.3359 | 28.3359 | -28.3359 | 28.3359 | 47.5383 | DE_N | d069d | 1984-1985 | -81.2651 | 81.2651 | -81.2651 | 81.2651 | 150.992 | 96.259
SE_S | d069e | 1984-1985 | -29.5995 | 29.5995 | -29.5995 | 29.5995 | 54.2716 | DE_N | d069e | 1984-1985 | -84.7644 | 84.7644 | -84.7644 | 84.7644 | 168.025 | 103.128
SE_S | d069f | 1984-1985 | -28.6356 | 28.6356 | -28.6356 | 28.6356 | 33.5988 | DE_N | d069f | 1984-1985 | -82.2789 | 82.2789 | -82.2789 | 82.2789 | 149.022 | 99.1915
SE_S | d069g | 1984-1985 | -26.794 | 26.794 | -26.794 | 26.794 | 14.8099 | DE_N | d069g | 1984-1985 | -74.7559 | 74.7559 | -74.7559 | 74.7559 | 110.302 | 74.7559
SE_S | d069h | 1984-1985 | -22.8937 | 22.8937 | -22.8937 | 22.8937 | 14.5461 | DE_N | d069h | 1984-1985 | -58.8108 | 58.8108 | -58.8108 | 58.8108 | 98.2193 | 58.8108
SE_S | d070a | 1984-1985 | -20.2881 | 20.2881 | -20.2881 | 20.2881 | 13.0244 | DE_N | d070a | 1984-1985 | -53.3335 | 53.3335 | -53.3335 | 53.3335 | 93.934 | 53.3335
SE_S | d070b | 1984-1985 | -20.9921 | 20.9921 | -20.9921 | 20.9921 | 13.2216 | DE_N | d070b | 1984-1985 | -60.8493 | 60.8493 | -60.8493 | 60.8493 | 98.5117 | 60.8493
SE_S | d070c | 1984-1985 | -24.2948 | 24.2948 | -24.2948 | 24.2948 | 18.0622 | DE_N | d070c | 1984-1985 | -70.3685 | 70.3685 | -70.3685 | 70.3685 | 108.162 | 70.3685
SE_S | d070d | 1984-1985 | -26.2976 | 26.2976 | -26.2976 | 26.2976 | 34.7365 | DE_N | d070d | 1984-1985 | -75.5892 | 75.5892 | -75.5892 | 75.5892 | 131.943 | 75.5892
SE_S | d070e | 1984-1985 | -27.7815 | 27.7815 | -27.7815 | 27.7815 | 43.7368 | DE_N | d070e | 1984-1985 | -81.8043 | 81.8043 | -81.8043 | 81.8043 | 146.724 | 81.8043
SE_S | d070f | 1984-1985 | -27.532 | 27.532 | -27.532 | 27.532 | 30.656 | DE_N | d070f | 1984-1985 | -82.8541 | 82.8541 | -82.8541 | 82.8541 | 128.334 | 82.8541
SE_S | d070g | 1984-1985 | -25.9762 | 25.9762 | -25.9762 | 25.9762 | 20.2498 | DE_N | d070g | 1984-1985 | -74.6707 | 74.6707 | -74.6707 | 74.6707 | 95.8936 | 74.6707
SE_S | d070h | 1984-1985 | -22.6723 | 22.6723 | -22.6723 | 22.6723 | 17.5592 | DE_N | d070h | 1984-1985 | -59.3805 | 59.3805 | -59.3805 | 59.3805 | 76.3796 | 59.3805
SE_S | d071a | 1984-1985 | -19.3478 | 19.3478 | -19.3478 | 19.3478 | 14.0497 | DE_N | d071a | 1984-1985 | -52.5004 | 52.5004 | -52.5004 | 52.5004 | 68.5103 | 52.5004
SE_S | d071b | 1984-1985 | -19.0515 | 19.0515 | -19.0515 | 19.0515 | 14.8525 | DE_N | d071b | 1984-1985 | -58.9985 | 58.9985 | -58.9985 | 58.9985 | 68.5608 | 58.9985
SE_S | d071c | 1984-1985 | -20.9157 | 20.9157 | -20.9157 | 20.9157 | 17.5498 | DE_N | d071c | 1984-1985 | -64.7961 | 64.7961 | -64.7961 | 64.7961 | 74.4998 | 64.7961
SE_S | d071d | 1984-1985 | -23.3669 | 23.3669 | -23.3669 | 23.3669 | 27.4136 | DE_N | d071d | 1984-1985 | -70.221 | 70.221 | -70.221 | 70.221 | 106.835 | 70.221
SE_S | d071e | 1984-1985 | -23.7655 | 23.7655 | -23.7655 | 23.7655 | 29.1118 | DE_N | d071e | 1984-1985 | -70.4516 | 70.4516 | -70.4516 | 70.4516 | 102.406 | 70.4516
SE_S | d071f | 1984-1985 | -24.4585 | 24.4585 | -24.4585 | 24.4585 | 25.4981 | DE_N | d071f | 1984-1985 | -72.6937 | 72.6937 | -72.6937 | 72.6937 | 92.7421 | 72.6937
SE_S | d071g | 1984-1985 | -24.6113 | 24.6113 | -24.6113 | 24.6113 | 20.5103 | DE_N | d071g | 1984-1985 | -69.8076 | 69.8076 | -69.8076 | 69.8076 | 73.646 | 69.8076
SE_S | d071h | 1984-1985 | -22.239 | 22.239 | -22.239 | 22.239 | 20.6233 | DE_N | d071h | 1984-1985 | -57.2387 | 57.2387 | -57.2387 | 57.2387 | 71.467 | 57.2387
SE_S | d072a | 1984-1985 | -19.1949 | 19.1949 | -19.1949 | 19.1949 | 19.8391 | DE_N | d072a | 1984-1985 | -53.1111 | 53.1111 | -53.1111 | 53.1111 | 77.2744 | 53.1111
SE_S | d072b | 1984-1985 | -18.9396 | 18.9396 | -18.9396 | 18.9396 | 22.8326 | DE_N | d072b | 1984-1985 | -59.9865 | 59.9865 | -59.9865 | 59.9865 | 93.7709 | 59.9865
SE_S | d072c | 1984-1985 | -22.3617 | 22.3617 | -22.3617 | 22.3617 | 30.3169 | DE_N | d072c | 1984-1985 | -69.5511 | 69.5511 | -69.5511 | 69.5511 | 125.619 | 78.3795
SE_S | d072d | 1984-1985 | -25.3083 | 25.3083 | -25.3083 | 25.3083 | 48.8904 | DE_N | d072d | 1984-1985 | -74.5121 | 74.5121 | -74.5121 | 74.5121 | 172.483 | 109.681
SE_S | d072e | 1984-1985 | -25.5129 | 25.5129 | -25.5129 | 25.5129 | 54.0011 | DE_N | d072e | 1984-1985 | -74.7202 | 74.7202 | -74.7202 | 74.7202 | 181.87 | 117.76
SE_S | d072f | 1984-1985 | -26.3381 | 26.3381 | -26.3381 | 26.3381 | 46.3266 | DE_N | d072f | 1984-1985 | -77.5689 | 77.5689 | -77.5689 | 77.5689 | 169.538 | 113.962
SE_S | d072g | 1984-1985 | -25.225 | 25.225 | -25.225 | 25.225 | 36.8028 | DE_N | d072g | 1984-1985 | -71.0452 | 71.0452 | -71.0452 | 71.0452 | 156.652 | 104.644
SE_S | d072h | 1984-1985 | -22.4369 | 22.4369 | -22.4369 | 22.4369 | 35.6591 | DE_N | d072h | 1984-1985 | -57.1774 | 57.1774 | -57.1774 | 57.1774 | 149.452 | 92.7953
SE_S | d073a | 1984-1985 | -19.628 | 19.628 | -19.628 | 19.628 | 33.4657 | DE_N | d073a | 1984-1985 | -53.0776 | 53.0776 | -53.0776 | 53.0776 | 146.199 | 88.7184
SE_S | d073b | 1984-1985 | -20.004 | 20.004 | -20.004 | 20.004 | 32.3218 | DE_N | d073b | 1984-1985 | -61.6489 | 61.6489 | -61.6489 | 61.6489 | 147.947 | 94.1052
SE_S | d073c | 1984-1985 | -25.4675 | 25.4675 | -25.4675 | 25.4675 | 31.5774 | DE_N | d073c | 1984-1985 | -75.7837 | 75.7837 | -75.7837 | 75.7837 | 151.73 | 104.483
SE_S | d073d | 1984-1985 | -28.5765 | 28.5765 | -28.5765 | 28.5765 | 35.0477 | DE_N | d073d | 1984-1985 | -81.8325 | 81.8325 | -81.8325 | 81.8325 | 174.869 | 116.629
SE_S | d073e | 1984-1985 | -28.3699 | 28.3699 | -28.3699 | 28.3699 | 31.7738 | DE_N | d073e | 1984-1985 | -80.9347 | 80.9347 | -80.9347 | 80.9347 | 185.339 | 119.633
SE_S | d073f | 1984-1985 | -28.8303 | 28.8303 | -28.8303 | 28.8303 | 21.8182 | DE_N | d073f | 1984-1985 | -84.1624 | 84.1624 | -84.1624 | 84.1624 | 165.531 | 112.638
SE_S | d073g | 1984-1985 | -26.997 | 26.997 | -26.997 | 26.997 | 12.1833 | DE_N | d073g | 1984-1985 | -76.9669 | 76.9669 | -76.9669 | 76.9669 | 142.207 | 98.7993
SE_S | d073h | 1984-1985 | -22.9309 | 22.9309 | -22.9309 | 22.9309 | 13.1318 | DE_N | d073h | 1984-1985 | -60.1171 | 60.1171 | -60.1171 | 60.1171 | 143.02 | 87.604
SE_S | d074a | 1984-1985 | -19.8768 | 19.8768 | -19.8768 | 19.8768 | 16.2974 | DE_N | d074a | 1984-1985 | -53.8177 | 53.8177 | -53.8177 | 53.8177 | 149.378 | 86.9003
SE_S | d074b | 1984-1985 | -20.1044 | 20.1044 | -20.1044 | 20.1044 | 20.2918 | DE_N | d074b | 1984-1985 | -62.1349 | 62.1349 | -62.1349 | 62.1349 | 156.267 | 97.2145
SE_S | d074c | 1984-1985 | -25.5299 | 25.5299 | -25.5299 | 25.5299 | 28.8233 | DE_N | d074c | 1984-1985 | -75.8945 | 75.8945 | -75.8945 | 75.8945 | 170.654 | 115.547
SE_S | d074d | 1984-1985 | -28.3034 | 28.3034 | -28.3034 | 28.3034 | 47.5456 | DE_N | d074d | 1984-1985 | -81.4516 | 81.4516 | -81.4516 | 81.4516 | 207.827 | 136.275
SE_S | d074e | 1984-1985 | -28.8018 | 28.8018 | -28.8018 | 28.8018 | 56.608 | DE_N | d074e | 1984-1985 | -83.2177 | 83.2177 | -83.2177 | 83.2177 | 211.383 | 139.503
SE_S | d074f | 1984-1985 | -28.9074 | 28.9074 | -28.9074 | 28.9074 | 45.7943 | DE_N | d074f | 1984-1985 | -85.4797 | 85.4797 | -85.4797 | 85.4797 | 191.274 | 135.307
SE_S | d074g | 1984-1985 | -27.6256 | 27.6256 | -27.6256 | 27.6256 | 35.6287 | DE_N | d074g | 1984-1985 | -79.2297 | 79.2297 | -79.2297 | 79.2297 | 166.966 | 120.894
SE_S | d074h | 1984-1985 | -23.0719 | 23.0719 | -23.0719 | 23.0719 | 31.8498 | DE_N | d074h | 1984-1985 | -61.2799 | 61.2799 | -61.2799 | 61.2799 | 154.305 | 104.381
SE_S | d075a | 1984-1985 | -19.9852 | 19.9852 | -19.9852 | 19.9852 | 28.9937 | DE_N | d075a | 1984-1985 | -55.0474 | 55.0474 | -55.0474 | 55.0474 | 150.117 | 98.7323
SE_S | d075b | 1984-1985 | -20.3251 | 20.3251 | -20.3251 | 20.3251 | 29.2258 | DE_N | d075b | 1984-1985 | -63.6348 | 63.6348 | -63.6348 | 63.6348 | 150.341 | 103.908
SE_S | d075c | 1984-1985 | -25.6518 | 25.6518 | -25.6518 | 25.6518 | 33.6662 | DE_N | d075c | 1984-1985 | -76.7902 | 76.7902 | -76.7902 | 76.7902 | 165.698 | 119.231
SE_S | d075d | 1984-1985 | -28.3653 | 28.3653 | -28.3653 | 28.3653 | 42.8674 | DE_N | d075d | 1984-1985 | -81.592 | 81.592 | -81.592 | 81.592 | 229.194 | 152.746
SE_S | d075e | 1984-1985 | -29.3725 | 29.3725 | -29.3725 | 29.3725 | 50.0326 | DE_N | d075e | 1984-1985 | -84.8359 | 84.8359 | -84.8359 | 84.8359 | 266.502 | 184.074
SE_S | d075f | 1984-1985 | -29.1199 | 29.1199 | -29.1199 | 29.1199 | 40.0042 | DE_N | d075f | 1984-1985 | -85.1029 | 85.1029 | -85.1029 | 85.1029 | 200.379 | 134.9
SE_S | d075g | 1984-1985 | -27.9301 | 27.9301 | -27.9301 | 27.9301 | 33.6039 | DE_N | d075g | 1984-1985 | -79.668 | 79.668 | -79.668 | 79.668 | 151.249 | 102.256
SE_S | d075h | 1984-1985 | -23.1816 | 23.1816 | -23.1816 | 23.1816 | 35.9574 | DE_N | d075h | 1984-1985 | -60.412 | 60.412 | -60.412 | 60.412 | 134.623 | 80.6256
SE_S | d076a | 1984-1985 | -20.1876 | 20.1876 | -20.1876 | 20.1876 | 36.2441 | DE_N | d076a | 1984-1985 | -54.8794 | 54.8794 | -54.8794 | 54.8794 | 126.821 | 74.3948
SE_S | d076b | 1984-1985 | -20.3781 | 20.3781 | -20.3781 | 20.3781 | 36.8462 | DE_N | d076b | 1984-1985 | -63.3598 | 63.3598 | -63.3598 | 63.3598 | 128.483 | 81.7804
SE_S | d076c | 1984-1985 | -25.1537 | 25.1537 | -25.1537 | 25.1537 | 40.5939 | DE_N | d076c | 1984-1985 | -74.6936 | 74.6936 | -74.6936 | 74.6936 | 137.156 | 94.0701
SE_S | d076d | 1984-1985 | -28.271 | 28.271 | -28.271 | 28.271 | 53.7393 | DE_N | d076d | 1984-1985 | -82.3147 | 82.3147 | -82.3147 | 82.3147 | 178.445 | 108.961
SE_S | d076e | 1984-1985 | -28.7321 | 28.7321 | -28.7321 | 28.7321 | 58.5302 | DE_N | d076e | 1984-1985 | -84.145 | 84.145 | -84.145 | 84.145 | 206.242 | 133.858
SE_S | d076f | 1984-1985 | -28.5689 | 28.5689 | -28.5689 | 28.5689 | 47.1126 | DE_N | d076f | 1984-1985 | -84.2281 | 84.2281 | -84.2281 | 84.2281 | 174.016 | 108.613
SE_S | d076g | 1984-1985 | -26.998 | 26.998 | -26.998 | 26.998 | 33.3603 | DE_N | d076g | 1984-1985 | -77.0684 | 77.0684 | -77.0684 | 77.0684 | 115.718 | 77.0684
SE_S | d076h | 1984-1985 | -22.8703 | 22.8703 | -22.8703 | 22.8703 | 27.896 | DE_N | d076h | 1984-1985 | -60.4021 | 60.4021 | -60.4021 | 60.4021 | 102.538 | 60.4021
SE_S | d077a | 1984-1985 | -20.0172 | 20.0172 | -20.0172 | 20.0172 | 21.0895 | DE_N | d077a | 1984-1985 | -54.7499 | 54.7499 | -54.7499 | 54.7499 | 92.9489 | 54.7499
SE_S | d077b | 1984-1985 | -20.3868 | 20.3868 | -20.3868 | 20.3868 | 17.7784 | DE_N | d077b | 1984-1985 | -63.684 | 63.684 | -63.684 | 63.684 | 93.7256 | 63.684
SE_S | d077c | 1984-1985 | -24.2325 | 24.2325 | -24.2325 | 24.2325 | 19.6111 | DE_N | d077c | 1984-1985 | -72.446 | 72.446 | -72.446 | 72.446 | 103.706 | 72.446
SE_S | d077d | 1984-1985 | -26.5667 | 26.5667 | -26.5667 | 26.5667 | 24.7122 | DE_N | d077d | 1984-1985 | -77.2389 | 77.2389 | -77.2389 | 77.2389 | 127.113 | 77.2389
SE_S | d077e | 1984-1985 | -28.2471 | 28.2471 | -28.2471 | 28.2471 | 26.4477 | DE_N | d077e | 1984-1985 | -83.6245 | 83.6245 | -83.6245 | 83.6245 | 123.57 | 83.6245
SE_S | d077f | 1984-1985 | -28.071 | 28.071 | -28.071 | 28.071 | 25.6076 | DE_N | d077f | 1984-1985 | -84.3958 | 84.3958 | -84.3958 | 84.3958 | 117.945 | 84.3958
SE_S | d077g | 1984-1985 | -26.3998 | 26.3998 | -26.3998 | 26.3998 | 22.5231 | DE_N | d077g | 1984-1985 | -76.5637 | 76.5637 | -76.5637 | 76.5637 | 105.291 | 76.5637
SE_S | d077h | 1984-1985 | -22.6803 | 22.6803 | -22.6803 | 22.6803 | 23.2278 | DE_N | d077h | 1984-1985 | -60.9718 | 60.9718 | -60.9718 | 60.9718 | 102.999 | 60.9718
SE_S | d078a | 1984-1985 | -19.0615 | 19.0615 | -19.0615 | 19.0615 | 22.4362 | DE_N | d078a | 1984-1985 | -52.4083 | 52.4083 | -52.4083 | 52.4083 | 112.176 | 54.3773
SE_S | d078b | 1984-1985 | -19.0489 | 19.0489 | -19.0489 | 19.0489 | 25.3752 | DE_N | d078b | 1984-1985 | -59.5542 | 59.5542 | -59.5542 | 59.5542 | 123.648 | 66.3817
SE_S | d078c | 1984-1985 | -21.4957 | 21.4957 | -21.4957 | 21.4957 | 31.2966 | DE_N | d078c | 1984-1985 | -66.6603 | 66.6603 | -66.6603 | 66.6603 | 140.903 | 79.2497
SE_S | d078d | 1984-1985 | -23.6769 | 23.6769 | -23.6769 | 23.6769 | 39.9195 | DE_N | d078d | 1984-1985 | -71.023 | 71.023 | -71.023 | 71.023 | 171.245 | 94.0155
SE_S | d078e | 1984-1985 | -24.2576 | 24.2576 | -24.2576 | 24.2576 | 42.6696 | DE_N | d078e | 1984-1985 | -73.557 | 73.557 | -73.557 | 73.557 | 194.961 | 113.555
SE_S | d078f | 1984-1985 | -25.0293 | 25.0293 | -25.0293 | 25.0293 | 34.3695 | DE_N | d078f | 1984-1985 | -76.7109 | 76.7109 | -76.7109 | 76.7109 | 173.558 | 99.8495
SE_S | d078g | 1984-1985 | -24.6822 | 24.6822 | -24.6822 | 24.6822 | 23.9442 | DE_N | d078g | 1984-1985 | -70.4431 | 70.4431 | -70.4431 | 70.4431 | 148.797 | 91.9857
SE_S | d078h | 1984-1985 | -22.4883 | 22.4883 | -22.4883 | 22.4883 | 21.6394 | DE_N | d078h | 1984-1985 | -57.6793 | 57.6793 | -57.6793 | 57.6793 | 138.001 | 77.9074
SE_S | d079a | 1984-1985 | -19.3242 | 19.3242 | -19.3242 | 19.3242 | 18.4937 | DE_N | d079a | 1984-1985 | -52.4987 | 52.4987 | -52.4987 | 52.4987 | 129.058 | 71.6021
SE_S | d079b | 1984-1985 | -19.1721 | 19.1721 | -19.1721 | 19.1721 | 18.7893 | DE_N | d079b | 1984-1985 | -59.249 | 59.249 | -59.249 | 59.249 | 131.494 | 77.6664
SE_S | d079c | 1984-1985 | -22.5985 | 22.5985 | -22.5985 | 22.5985 | 23.7158 | DE_N | d079c | 1984-1985 | -69.0061 | 69.0061 | -69.0061 | 69.0061 | 143.753 | 89.7968
SE_S | d079d | 1984-1985 | -25.6953 | 25.6953 | -25.6953 | 25.6953 | 32.9763 | DE_N | d079d | 1984-1985 | -75.5025 | 75.5025 | -75.5025 | 75.5025 | 186.942 | 105.092
SE_S | d079e | 1984-1985 | -25.6446 | 25.6446 | -25.6446 | 25.6446 | 35.9511 | DE_N | d079e | 1984-1985 | -75.2218 | 75.2218 | -75.2218 | 75.2218 | 209.105 | 126.611
SE_S | d079f | 1984-1985 | -26.3063 | 26.3063 | -26.3063 | 26.3063 | 27.7047 | DE_N | d079f | 1984-1985 | -78.0456 | 78.0456 | -78.0456 | 78.0456 | 156.192 | 97.312
SE_S | d079g | 1984-1985 | -25.4563 | 25.4563 | -25.4563 | 25.4563 | 20.7154 | DE_N | d079g | 1984-1985 | -72.9275 | 72.9275 | -72.9275 | 72.9275 | 115.641 | 74.0206
SE_S | d079h | 1984-1985 | -22.8466 | 22.8466 | -22.8466 | 22.8466 | 21.4342 | DE_N | d079h | 1984-1985 | -59.2575 | 59.2575 | -59.2575 | 59.2575 | 104.148 | 60.3506
SE_S | d080a | 1984-1985 | -19.7668 | 19.7668 | -19.7668 | 19.7668 | 19.1443 | DE_N | d080a | 1984-1985 | -54.0667 | 54.0667 | -54.0667 | 54.0667 | 97.0181 | 55.1598
SE_S | d080b | 1984-1985 | -20.1593 | 20.1593 | -20.1593 | 20.1593 | 19.675 | DE_N | d080b | 1984-1985 | -63.3095 | 63.3095 | -63.3095 | 63.3095 | 99.7227 | 64.4026
SE_S | d080c | 1984-1985 | -26.0635 | 26.0635 | -26.0635 | 26.0635 | 24.7159 | DE_N | d080c | 1984-1985 | -79.139 | 79.139 | -79.139 | 79.139 | 115.546 | 80.2321
SE_S | d080d | 1984-1985 | -28.4681 | 28.4681 | -28.4681 | 28.4681 | 37.4998 | DE_N | d080d | 1984-1985 | -81.6219 | 81.6219 | -81.6219 | 81.6219 | 157.956 | 96.5037
SE_S | d080e | 1984-1985 | -28.6807 | 28.6807 | -28.6807 | 28.6807 | 44.4364 | DE_N | d080e | 1984-1985 | -79.5183 | 79.5183 | -79.5183 | 79.5183 | 169.805 | 96.7252
SE_S | d080f | 1984-1985 | -29.0658 | 29.0658 | -29.0658 | 29.0658 | 36.786 | DE_N | d080f | 1984-1985 | -80.9684 | 80.9684 | -80.9684 | 80.9684 | 150.024 | 97.6753
SE_S | d080g | 1984-1985 | -27.8079 | 27.8079 | -27.8079 | 27.8079 | 30.5375 | DE_N | d080g | 1984-1985 | -77.0769 | 77.0769 | -77.0769 | 77.0769 | 139.403 | 92.0104
SE_S | d080h | 1984-1985 | -23.0424 | 23.0424 | -23.0424 | 23.0424 | 28.9864 | DE_N | d080h | 1984-1985 | -58.9084 | 58.9084 | -58.9084 | 58.9084 | 131.325 | 69.091
SE_S | d081a | 1984-1985 | -19.7335 | 19.7335 | -19.7335 | 19.7335 | 26.4654 | DE_N | d081a | 1984-1985 | -51.7243 | 51.7243 | -51.7243 | 51.7243 | 121.653 | 59.3103
SE_S | d081b | 1984-1985 | -20.0658 | 20.0658 | -20.0658 | 20.0658 | 27.9028 | DE_N | d081b | 1984-1985 | -59.8443 | 59.8443 | -59.8443 | 59.8443 | 123.448 | 67.0221
SE_S | d081c | 1984-1985 | -25.7134 | 25.7134 | -25.7134 | 25.7134 | 32.9146 | DE_N | d081c | 1984-1985 | -74.3398 | 74.3398 | -74.3398 | 74.3398 | 135.856 | 86.2049
SE_S | d081d | 1984-1985 | -28.3435 | 28.3435 | -28.3435 | 28.3435 | 41.8424 | DE_N | d081d | 1984-1985 | -77.3903 | 77.3903 | -77.3903 | 77.3903 | 165.604 | 93.3707
SE_S | d081e | 1984-1985 | -28.9741 | 28.9741 | -28.9741 | 28.9741 | 45.372 | DE_N | d081e | 1984-1985 | -77.9288 | 77.9288 | -77.9288 | 77.9288 | 180.446 | 99.3149
SE_S | d081f | 1984-1985 | -29.4525 | 29.4525 | -29.4525 | 29.4525 | 32.8816 | DE_N | d081f | 1984-1985 | -81.1487 | 81.1487 | -81.1487 | 81.1487 | 145.683 | 98.644
SE_S | d081g | 1984-1985 | -27.7321 | 27.7321 | -27.7321 | 27.7321 | 20.3647 | DE_N | d081g | 1984-1985 | -75.1436 | 75.1436 | -75.1436 | 75.1436 | 97.0866 | 75.1436
SE_S | d081h | 1984-1985 | -23.3165 | 23.3165 | -23.3165 | 23.3165 | 17.5569 | DE_N | d081h | 1984-1985 | -58.129 | 58.129 | -58.129 | 58.129 | 106.181 | 66.9976
SE_S | d082a | 1984-1985 | -19.955 | 19.955 | -19.955 | 19.955 | 15.7427 | DE_N | d082a | 1984-1985 | -51.0687 | 51.0687 | -51.0687 | 51.0687 | 110.071 | 58.6241
SE_S | d082b | 1984-1985 | -20.1435 | 20.1435 | -20.1435 | 20.1435 | 18.3046 | DE_N | d082b | 1984-1985 | -58.5732 | 58.5732 | -58.5732 | 58.5732 | 130.299 | 68.9069
SE_S | d082c | 1984-1985 | -25.7447 | 25.7447 | -25.7447 | 25.7447 | 24.8135 | DE_N | d082c | 1984-1985 | -72.8677 | 72.8677 | -72.8677 | 72.8677 | 155.498 | 93.6712
SE_S | d082d | 1984-1985 | -28.5646 | 28.5646 | -28.5646 | 28.5646 | 35.6364 | DE_N | d082d | 1984-1985 | -77.8073 | 77.8073 | -77.8073 | 77.8073 | 187.964 | 115.283
SE_S | d082e | 1984-1985 | -28.4674 | 28.4674 | -28.4674 | 28.4674 | 36.9094 | DE_N | d082e | 1984-1985 | -77.0413 | 77.0413 | -77.0413 | 77.0413 | 197.901 | 124.129
SE_S | d082f | 1984-1985 | -29.3921 | 29.3921 | -29.3921 | 29.3921 | 34.9667 | DE_N | d082f | 1984-1985 | -82.6106 | 82.6106 | -82.6106 | 82.6106 | 182.363 | 117.495
SE_S | d082g | 1984-1985 | -28.1853 | 28.1853 | -28.1853 | 28.1853 | 32.7818 | DE_N | d082g | 1984-1985 | -77.8029 | 77.8029 | -77.8029 | 77.8029 | 160.992 | 108.42
SE_S | d082h | 1984-1985 | -23.2968 | 23.2968 | -23.2968 | 23.2968 | 31.8717 | DE_N | d082h | 1984-1985 | -59.192 | 59.192 | -59.192 | 59.192 | 149.763 | 91.9668
SE_S | d083a | 1984-1985 | -20.0813 | 20.0813 | -20.0813 | 20.0813 | 31.4387 | DE_N | d083a | 1984-1985 | -51.9694 | 51.9694 | -51.9694 | 51.9694 | 145.74 | 85.6429
SE_S | d083b | 1984-1985 | -20.1066 | 20.1066 | -20.1066 | 20.1066 | 32.9261 | DE_N | d083b | 1984-1985 | -58.7878 | 58.7878 | -58.7878 | 58.7878 | 144.484 | 90.3791
SE_S | d083c | 1984-1985 | -24.7929 | 24.7929 | -24.7929 | 24.7929 | 37.0743 | DE_N | d083c | 1984-1985 | -70.0941 | 70.0941 | -70.0941 | 70.0941 | 152.989 | 101.236
SE_S | d083d | 1984-1985 | -28.1273 | 28.1273 | -28.1273 | 28.1273 | 50.6156 | DE_N | d083d | 1984-1985 | -76.5606 | 76.5606 | -76.5606 | 76.5606 | 216.042 | 140.466
SE_S | d083e | 1984-1985 | -29.6701 | 29.6701 | -29.6701 | 29.6701 | 55.1578 | DE_N | d083e | 1984-1985 | -81.4689 | 81.4689 | -81.4689 | 81.4689 | 220.447 | 145.108
SE_S | d083f | 1984-1985 | -28.8551 | 28.8551 | -28.8551 | 28.8551 | 40.272 | DE_N | d083f | 1984-1985 | -80.0703 | 80.0703 | -80.0703 | 80.0703 | 158.426 | 105.481
SE_S | d083g | 1984-1985 | -26.7225 | 26.7225 | -26.7225 | 26.7225 | 23.7069 | DE_N | d083g | 1984-1985 | -72.8758 | 72.8758 | -72.8758 | 72.8758 | 129.141 | 89.0754
SE_S | d083h | 1984-1985 | -22.7068 | 22.7068 | -22.7068 | 22.7068 | 18.1989 | DE_N | d083h | 1984-1985 | -57.7239 | 57.7239 | -57.7239 | 57.7239 | 126.159 | 80.5528
SE_S | d084a | 1984-1985 | -19.903 | 19.903 | -19.903 | 19.903 | 17.5575 | DE_N | d084a | 1984-1985 | -52.1951 | 52.1951 | -52.1951 | 52.1951 | 134.529 | 76.6944
SE_S | d084b | 1984-1985 | -19.9991 | 19.9991 | -19.9991 | 19.9991 | 18.9592 | DE_N | d084b | 1984-1985 | -59.2291 | 59.2291 | -59.2291 | 59.2291 | 147.286 | 84.3862
SE_S | d084c | 1984-1985 | -23.9729 | 23.9729 | -23.9729 | 23.9729 | 24.264 | DE_N | d084c | 1984-1985 | -68.84 | 68.84 | -68.84 | 68.84 | 154.773 | 94.2995
SE_S | d084d | 1984-1985 | -26.1235 | 26.1235 | -26.1235 | 26.1235 | 32.4873 | DE_N | d084d | 1984-1985 | -70.404 | 70.404 | -70.404 | 70.404 | 199.931 | 118.417
SE_S | d084e | 1984-1985 | -28.3983 | 28.3983 | -28.3983 | 28.3983 | 37.9864 | DE_N | d084e | 1984-1985 | -77.7246 | 77.7246 | -77.7246 | 77.7246 | 227.671 | 145.844
SE_S | d084f | 1984-1985 | -27.5347 | 27.5347 | -27.5347 | 27.5347 | 32.9182 | DE_N | d084f | 1984-1985 | -76.233 | 76.233 | -76.233 | 76.233 | 177.21 | 104.05
SE_S | d084g | 1984-1985 | -26.3071 | 26.3071 | -26.3071 | 26.3071 | 24.2767 | DE_N | d084g | 1984-1985 | -71.5919 | 71.5919 | -71.5919 | 71.5919 | 136.438 | 89.56
SE_S | d084h | 1984-1985 | -22.0413 | 22.0413 | -22.0413 | 22.0413 | 22.1518 | DE_N | d084h | 1984-1985 | -54.4557 | 54.4557 | -54.4557 | 54.4557 | 127.215 | 70.6385
SE_S | d085a | 1984-1985 | -18.8586 | 18.8586 | -18.8586 | 18.8586 | 19.7206 | DE_N | d085a | 1984-1985 | -47.2933 | 47.2933 | -47.2933 | 47.2933 | 128.221 | 63.5702
SE_S | d085b | 1984-1985 | -18.7949 | 18.7949 | -18.7949 | 18.7949 | 22.6425 | DE_N | d085b | 1984-1985 | -52.7921 | 52.7921 | -52.7921 | 52.7921 | 152.322 | 101.655
SE_S | d085c | 1984-1985 | -21.1217 | 21.1217 | -21.1217 | 21.1217 | 25.8044 | DE_N | d085c | 1984-1985 | -59.8035 | 59.8035 | -59.8035 | 59.8035 | 162.905 | 111.165
SE_S | d085d | 1984-1985 | -23.1673 | 23.1673 | -23.1673 | 23.1673 | 33.2739 | DE_N | d085d | 1984-1985 | -62.0034 | 62.0034 | -62.0034 | 62.0034 | 200.308 | 119.333
SE_S | d085e | 1984-1985 | -23.9945 | 23.9945 | -23.9945 | 23.9945 | 33.3116 | DE_N | d085e | 1984-1985 | -65.0281 | 65.0281 | -65.0281 | 65.0281 | 213.785 | 131.506
SE_S | d085f | 1984-1985 | -25.3537 | 25.3537 | -25.3537 | 25.3537 | 25.8198 | DE_N | d085f | 1984-1985 | -70.6184 | 70.6184 | -70.6184 | 70.6184 | 171.184 | 113.664
SE_S | d085g | 1984-1985 | -25.5377 | 25.5377 | -25.5377 | 25.5377 | 19.2809 | DE_N | d085g | 1984-1985 | -68.1665 | 68.1665 | -68.1665 | 68.1665 | 113.109 | 73.43
SE_S | d085h | 1984-1985 | -22.4377 | 22.4377 | -22.4377 | 22.4377 | 19.5174 | DE_N | d085h | 1984-1985 | -53.3076 | 53.3076 | -53.3076 | 53.3076 | 100.234 | 57.2593
SE_S | d086a | 1984-1985 | -19.0928 | 19.0928 | -19.0928 | 19.0928 | 17.6013 | DE_N | d086a | 1984-1985 | -47.9833 | 47.9833 | -47.9833 | 47.9833 | 86.1063 | 50.5817
SE_S | d086b | 1984-1985 | -19.0225 | 19.0225 | -19.0225 | 19.0225 | 15.1316 | DE_N | d086b | 1984-1985 | -53.6292 | 53.6292 | -53.6292 | 53.6292 | 78.3358 | 55.6549
SE_S | d086c | 1984-1985 | -22.7522 | 22.7522 | -22.7522 | 22.7522 | 17.0969 | DE_N | d086c | 1984-1985 | -63.9935 | 63.9935 | -63.9935 | 63.9935 | 82.8206 | 66.2493
SE_S | d086d | 1984-1985 | -25.6279 | 25.6279 | -25.6279 | 25.6279 | 22.7926 | DE_N | d086d | 1984-1985 | -70.205 | 70.205 | -70.205 | 70.205 | 102.218 | 72.9508
SE_S | d086e | 1984-1985 | -25.5403 | 25.5403 | -25.5403 | 25.5403 | 25.083 | DE_N | d086e | 1984-1985 | -71.7035 | 71.7035 | -71.7035 | 71.7035 | 108.692 | 74.5255
SE_S | d086f | 1984-1985 | -26.3741 | 26.3741 | -26.3741 | 26.3741 | 19.5029 | DE_N | d086f | 1984-1985 | -76.5405 | 76.5405 | -76.5405 | 76.5405 | 85.3083 | 76.5405
SE_S | d086g | 1984-1985 | -25.9012 | 25.9012 | -25.9012 | 25.9012 | 14.3223 | DE_N | d086g | 1984-1985 | -72.4833 | 72.4833 | -72.4833 | 72.4833 | 55.2245 | 72.4833
SE_S | d086h | 1984-1985 | -23.1006 | 23.1006 | -23.1006 | 23.1006 | 13.9999 | DE_N | d086h | 1984-1985 | -58.8103 | 58.8103 | -58.8103 | 58.8103 | 45.4687 | 58.8103
SE_S | d087a | 1984-1985 | -19.8532 | 19.8532 | -19.8532 | 19.8532 | 12.9577 | DE_N | d087a | 1984-1985 | -53.3245 | 53.3245 | -53.3245 | 53.3245 | 45.8349 | 53.3245
SE_S | d087b | 1984-1985 | -20.24 | 20.24 | -20.24 | 20.24 | 13.6064 | DE_N | d087b | 1984-1985 | -62.6815 | 62.6815 | -62.6815 | 62.6815 | 52.5742 | 62.6815
SE_S | d087c | 1984-1985 | -26.3322 | 26.3322 | -26.3322 | 26.3322 | 17.2005 | DE_N | d087c | 1984-1985 | -78.6613 | 78.6613 | -78.6613 | 78.6613 | 65.1013 | 78.6613
SE_S | d087d | 1984-1985 | -28.7366 | 28.7366 | -28.7366 | 28.7366 | 23.9903 | DE_N | d087d | 1984-1985 | -82.9286 | 82.9286 | -82.9286 | 82.9286 | 99.4084 | 82.9286
SE_S | d087e | 1984-1985 | -28.6622 | 28.6622 | -28.6622 | 28.6622 | 28.3216 | DE_N | d087e | 1984-1985 | -82.6291 | 82.6291 | -82.6291 | 82.6291 | 119.564 | 82.6291
SE_S | d087f | 1984-1985 | -28.6546 | 28.6546 | -28.6546 | 28.6546 | 21.7664 | DE_N | d087f | 1984-1985 | -84.0227 | 84.0227 | -84.0227 | 84.0227 | 99.997 | 84.0227
SE_S | d087g | 1984-1985 | -27.7206 | 27.7206 | -27.7206 | 27.7206 | 11.271 | DE_N | d087g | 1984-1985 | -79.4759 | 79.4759 | -79.4759 | 79.4759 | 79.0803 | 79.4759
SE_S | d087h | 1984-1985 | -23.4485 | 23.4485 | -23.4485 | 23.4485 | 12.8803 | DE_N | d087h | 1984-1985 | -60.7425 | 60.7425 | -60.7425 | 60.7425 | 66.0944 | 60.7425
SE_S | d088a | 1984-1985 | -20.0399 | 20.0399 | -20.0399 | 20.0399 | 14.6211 | DE_N | d088a | 1984-1985 | -53.3966 | 53.3966 | -53.3966 | 53.3966 | 67.0233 | 53.3966
SE_S | d088b | 1984-1985 | -20.4019 | 20.4019 | -20.4019 | 20.4019 | 17.6266 | DE_N | d088b | 1984-1985 | -60.7648 | 60.7648 | -60.7648 | 60.7648 | 76.9851 | 60.7648
SE_S | d088c | 1984-1985 | -26.5284 | 26.5284 | -26.5284 | 26.5284 | 22.7789 | DE_N | d088c | 1984-1985 | -76.2945 | 76.2945 | -76.2945 | 76.2945 | 99.6829 | 76.2945
SE_S | d088d | 1984-1985 | -28.6877 | 28.6877 | -28.6877 | 28.6877 | 31.8103 | DE_N | d088d | 1984-1985 | -80.6893 | 80.6893 | -80.6893 | 80.6893 | 145.344 | 83.7327
SE_S | d088e | 1984-1985 | -28.8783 | 28.8783 | -28.8783 | 28.8783 | 35.6744 | DE_N | d088e | 1984-1985 | -81.3873 | 81.3873 | -81.3873 | 81.3873 | 162.532 | 95.4269
SE_S | d088f | 1984-1985 | -28.7928 | 28.7928 | -28.7928 | 28.7928 | 30.0376 | DE_N | d088f | 1984-1985 | -82.5447 | 82.5447 | -82.5447 | 82.5447 | 131.411 | 84.7168
SE_S | d088g | 1984-1985 | -27.76 | 27.76 | -27.76 | 27.76 | 25.8029 | DE_N | d088g | 1984-1985 | -77.721 | 77.721 | -77.721 | 77.721 | 104.533 | 79.4292
SE_S | d088h | 1984-1985 | -23.4782 | 23.4782 | -23.4782 | 23.4782 | 24.1673 | DE_N | d088h | 1984-1985 | -59.2773 | 59.2773 | -59.2773 | 59.2773 | 96.8843 | 61.059
SE_S | d089a | 1984-1985 | -19.8687 | 19.8687 | -19.8687 | 19.8687 | 20.4746 | DE_N | d089a | 1984-1985 | -50.5638 | 50.5638 | -50.5638 | 50.5638 | 90.6813 | 52.2215
SE_S | d089b | 1984-1985 | -20.2437 | 20.2437 | -20.2437 | 20.2437 | 18.0048 | DE_N | d089b | 1984-1985 | -57.3278 | 57.3278 | -57.3278 | 57.3278 | 89.1488 | 58.8833
SE_S | d089c | 1984-1985 | -25.8873 | 25.8873 | -25.8873 | 25.8873 | 20.3129 | DE_N | d089c | 1984-1985 | -71.3543 | 71.3543 | -71.3543 | 71.3543 | 100.584 | 73.0711
SE_S | d089d | 1984-1985 | -28.8926 | 28.8926 | -28.8926 | 28.8926 | 26.0402 | DE_N | d089d | 1984-1985 | -78.0443 | 78.0443 | -78.0443 | 78.0443 | 123.528 | 80.0923
SE_S | d089e | 1984-1985 | -28.7827 | 28.7827 | -28.7827 | 28.7827 | 28.184 | DE_N | d089e | 1984-1985 | -77.4974 | 77.4974 | -77.4974 | 77.4974 | 141.364 | 81.1439
SE_S | d089f | 1984-1985 | -29.2125 | 29.2125 | -29.2125 | 29.2125 | 23.7801 | DE_N | d089f | 1984-1985 | -79.9043 | 79.9043 | -79.9043 | 79.9043 | 131.841 | 81.9924
SE_S | d089g | 1984-1985 | -27.3886 | 27.3886 | -27.3886 | 27.3886 | 18.9085 | DE_N | d089g | 1984-1985 | -72.9066 | 72.9066 | -72.9066 | 72.9066 | 108.815 | 74.3761
SE_S | d089h | 1984-1985 | -23.3577 | 23.3577 | -23.3577 | 23.3577 | 17.4038 | DE_N | d089h | 1984-1985 | -56.0413 | 56.0413 | -56.0413 | 56.0413 | 99.0104 | 57.4282
SE_S | d090a | 1984-1985 | -20.0504 | 20.0504 | -20.0504 | 20.0504 | 18.5562 | DE_N | d090a | 1984-1985 | -49.4492 | 49.4492 | -49.4492 | 49.4492 | 97.3678 | 50.7171
SE_S | d090b | 1984-1985 | -20.3014 | 20.3014 | -20.3014 | 20.3014 | 19.0118 | DE_N | d090b | 1984-1985 | -54.7497 | 54.7497 | -54.7497 | 54.7497 | 88.2871 | 55.807
SE_S | d090c | 1984-1985 | -25.1797 | 25.1797 | -25.1797 | 25.1797 | 22.7169 | DE_N | d090c | 1984-1985 | -65.687 | 65.687 | -65.687 | 65.687 | 88.2107 | 66.6822
SE_S | d090d | 1984-1985 | -28.508 | 28.508 | -28.508 | 28.508 | 30.1655 | DE_N | d090d | 1984-1985 | -75.484 | 75.484 | -75.484 | 75.484 | 108.386 | 76.5372
SE_S | d090e | 1984-1985 | -29.2598 | 29.2598 | -29.2598 | 29.2598 | 34.3565 | DE_N | d090e | 1984-1985 | -78.9051 | 78.9051 | -78.9051 | 78.9051 | 132.456 | 80.0666
SE_S | d090f | 1984-1985 | -29.1164 | 29.1164 | -29.1164 | 29.1164 | 29.7728 | DE_N | d090f | 1984-1985 | -78.2026 | 78.2026 | -78.2026 | 78.2026 | 108.356 | 78.2026
SE_S | d090g | 1984-1985 | -26.7064 | 26.7064 | -26.7064 | 26.7064 | 25.1052 | DE_N | d090g | 1984-1985 | -69.1578 | 69.1578 | -69.1578 | 69.1578 | 77.8057 | 69.1578
SE_S | d090h | 1984-1985 | -23.3067 | 23.3067 | -23.3067 | 23.3067 | 22.253 | DE_N | d090h | 1984-1985 | -56.3313 | 56.3313 | -56.3313 | 56.3313 | 72.6737 | 56.3313
SE_S | d091a | 1984-1985 | -20.0557 | 20.0557 | -20.0557 | 20.0557 | 20.8182 | DE_N | d091a | 1984-1985 | -49.8934 | 49.8934 | -49.8934 | 49.8934 | 66.5975 | 49.8934
SE_S | d091b | 1984-1985 | -20.0441 | 20.0441 | -20.0441 | 20.0441 | 20.3664 | DE_N | d091b | 1984-1985 | -53.5244 | 53.5244 | -53.5244 | 53.5244 | 65.4139 | 53.5244
SE_S | d091c | 1984-1985 | -24.1518 | 24.1518 | -24.1518 | 24.1518 | 21.9213 | DE_N | d091c | 1984-1985 | -61.9434 | 61.9434 | -61.9434 | 61.9434 | 76.1608 | 61.9434
SE_S | d091d | 1984-1985 | -26.3407 | 26.3407 | -26.3407 | 26.3407 | 29.2214 | DE_N | d091d | 1984-1985 | -66.7201 | 66.7201 | -66.7201 | 66.7201 | 119.329 | 77.6165
SE_S | d091e | 1984-1985 | -28.0055 | 28.0055 | -28.0055 | 28.0055 | 27.5362 | DE_N | d091e | 1984-1985 | -72.3428 | 72.3428 | -72.3428 | 72.3428 | 148.377 | 98.1021
SE_S | d091f | 1984-1985 | -27.4138 | 27.4138 | -27.4138 | 27.4138 | 21.4252 | DE_N | d091f | 1984-1985 | -70.4685 | 70.4685 | -70.4685 | 70.4685 | 104.097 | 84.1674
SE_S | d091g | 1984-1985 | -26.1956 | 26.1956 | -26.1956 | 26.1956 | 15.5655 | DE_N | d091g | 1984-1985 | -64.945 | 64.945 | -64.945 | 64.945 | 82.0994 | 77.0354
SE_S | d091h | 1984-1985 | -22.569 | 22.569 | -22.569 | 22.569 | 13.2514 | DE_N | d091h | 1984-1985 | -51.8317 | 51.8317 | -51.8317 | 51.8317 | 81.2306 | 60.9969
SE_S | d092a | 1984-1985 | -19.1119 | 19.1119 | -19.1119 | 19.1119 | 11.4194 | DE_N | d092a | 1984-1985 | -45.6869 | 45.6869 | -45.6869 | 45.6869 | 73.0649 | 53.1784
SE_S | d092b | 1984-1985 | -19.0485 | 19.0485 | -19.0485 | 19.0485 | 11.9401 | DE_N | d092b | 1984-1985 | -47.3917 | 47.3917 | -47.3917 | 47.3917 | 77.0643 | 54.3026
SE_S | d092c | 1984-1985 | -21.6833 | 21.6833 | -21.6833 | 21.6833 | 14.7384 | DE_N | d092c | 1984-1985 | -54.9134 | 54.9134 | -54.9134 | 54.9134 | 90.359 | 64.3799
SE_S | d092d | 1984-1985 | -23.6886 | 23.6886 | -23.6886 | 23.6886 | 26.575 | DE_N | d092d | 1984-1985 | -59.0015 | 59.0015 | -59.0015 | 59.0015 | 142.064 | 87.8073
SE_S | d092e | 1984-1985 | -24.3308 | 24.3308 | -24.3308 | 24.3308 | 28.2698 | DE_N | d092e | 1984-1985 | -61.5323 | 61.5323 | -61.5323 | 61.5323 | 189.938 | 135.805
SE_S | d092f | 1984-1985 | -25.5184 | 25.5184 | -25.5184 | 25.5184 | 18.9439 | DE_N | d092f | 1984-1985 | -65.4384 | 65.4384 | -65.4384 | 65.4384 | 125.19 | 88.4237
SE_S | d092g | 1984-1985 | -24.8366 | 24.8366 | -24.8366 | 24.8366 | 10.8492 | DE_N | d092g | 1984-1985 | -61.0567 | 61.0567 | -61.0567 | 61.0567 | 109.366 | 80.1705
SE_S | d092h | 1984-1985 | -22.5629 | 22.5629 | -22.5629 | 22.5629 | 12.7303 | DE_N | d092h | 1984-1985 | -51.4949 | 51.4949 | -51.4949 | 51.4949 | 116.405 | 69.604
SE_S | d093a | 1984-1985 | -19.3073 | 19.3073 | -19.3073 | 19.3073 | 13.6312 | DE_N | d093a | 1984-1985 | -47.0418 | 47.0418 | -47.0418 | 47.0418 | 119.356 | 64.6546
SE_S | d093b | 1984-1985 | -18.9962 | 18.9962 | -18.9962 | 18.9962 | 15.4533 | DE_N | d093b | 1984-1985 | -48.9486 | 48.9486 | -48.9486 | 48.9486 | 127.792 | 68.6117
SE_S | d093c | 1984-1985 | -21.694 | 21.694 | -21.694 | 21.694 | 20.0444 | DE_N | d093c | 1984-1985 | -56.4556 | 56.4556 | -56.4556 | 56.4556 | 140.876 | 82.5071
SE_S | d093d | 1984-1985 | -25.5383 | 25.5383 | -25.5383 | 25.5383 | 34.1072 | DE_N | d093d | 1984-1985 | -63.0619 | 63.0619 | -63.0619 | 63.0619 | 169.07 | 103.021
SE_S | d093e | 1984-1985 | -26.0026 | 26.0026 | -26.0026 | 26.0026 | 37.1434 | DE_N | d093e | 1984-1985 | -64.9583 | 64.9583 | -64.9583 | 64.9583 | 180.67 | 118.903
SE_S | d093f | 1984-1985 | -26.4019 | 26.4019 | -26.4019 | 26.4019 | 32.3601 | DE_N | d093f | 1984-1985 | -66.0212 | 66.0212 | -66.0212 | 66.0212 | 155.445 | 96.6445
SE_S | d093g | 1984-1985 | -25.3565 | 25.3565 | -25.3565 | 25.3565 | 31.1909 | DE_N | d093g | 1984-1985 | -60.9668 | 60.9668 | -60.9668 | 60.9668 | 139.175 | 80.583
SE_S | d093h | 1984-1985 | -22.9115 | 22.9115 | -22.9115 | 22.9115 | 30.7722 | DE_N | d093h | 1984-1985 | -51.1741 | 51.1741 | -51.1741 | 51.1741 | 120.37 | 62.7553
SE_S | d094a | 1984-1985 | -20.6304 | 20.6304 | -20.6304 | 20.6304 | 29.8513 | DE_N | d094a | 1984-1985 | -48.5869 | 48.5869 | -48.5869 | 48.5869 | 102.911 | 57.4992
SE_S | d094b | 1984-1985 | -20.2021 | 20.2021 | -20.2021 | 20.2021 | 27.321 | DE_N | d094b | 1984-1985 | -50.3922 | 50.3922 | -50.3922 | 50.3922 | 80.0694 | 58.9888
SE_S | d094c | 1984-1985 | -25.1211 | 25.1211 | -25.1211 | 25.1211 | 22.4626 | DE_N | d094c | 1984-1985 | -65.3004 | 65.3004 | -65.3004 | 65.3004 | 89.7288 | 79.8569
SE_S | d094d | 1984-1985 | -28.647 | 28.647 | -28.647 | 28.647 | 25.106 | DE_N | d094d | 1984-1985 | -71.4416 | 71.4416 | -71.4416 | 71.4416 | 118.246 | 89.561
SE_S | d094e | 1984-1985 | -29.0706 | 29.0706 | -29.0706 | 29.0706 | 25.8188 | DE_N | d094e | 1984-1985 | -71.5812 | 71.5812 | -71.5812 | 71.5812 | 133.056 | 90.145
SE_S | d094f | 1984-1985 | -29.163 | 29.163 | -29.163 | 29.163 | 23.509 | DE_N | d094f | 1984-1985 | -71.9237 | 71.9237 | -71.9237 | 71.9237 | 127.386 | 90.884
SE_S | d094g | 1984-1985 | -28.188 | 28.188 | -28.188 | 28.188 | 27.1087 | DE_N | d094g | 1984-1985 | -70.1318 | 70.1318 | -70.1318 | 70.1318 | 125.984 | 87.9211
SE_S | d094h | 1984-1985 | -24.3313 | 24.3313 | -24.3313 | 24.3313 | 31.8229 | DE_N | d094h | 1984-1985 | -57.0658 | 57.0658 | -57.0658 | 57.0658 | 112.062 | 69.162
SE_S | d095a | 1984-1985 | -20.8994 | 20.8994 | -20.8994 | 20.8994 | 33.8321 | DE_N | d095a | 1984-1985 | -48.2893 | 48.2893 | -48.2893 | 48.2893 | 101.704 | 57.5593
SE_S | d095b | 1984-1985 | -20.3573 | 20.3573 | -20.3573 | 20.3573 | 34.9028 | DE_N | d095b | 1984-1985 | -48.7921 | 48.7921 | -48.7921 | 48.7921 | 97.8949 | 57.3868
SE_S | d095c | 1984-1985 | -24.9933 | 24.9933 | -24.9933 | 24.9933 | 35.4353 | DE_N | d095c | 1984-1985 | -63.4012 | 63.4012 | -63.4012 | 63.4012 | 110.909 | 77.3784
SE_S | d095d | 1984-1985 | -28.2314 | 28.2314 | -28.2314 | 28.2314 | 39.8741 | DE_N | d095d | 1984-1985 | -70.5492 | 70.5492 | -70.5492 | 70.5492 | 136.506 | 87.686
SE_S | d095e | 1984-1985 | -28.4371 | 28.4371 | -28.4371 | 28.4371 | 38.8124 | DE_N | d095e | 1984-1985 | -71.5517 | 71.5517 | -71.5517 | 71.5517 | 150.329 | 89.1414
SE_S | d095f | 1984-1985 | -28.8232 | 28.8232 | -28.8232 | 28.8232 | 32.2644 | DE_N | d095f | 1984-1985 | -74.4658 | 74.4658 | -74.4658 | 74.4658 | 149.438 | 93.4217
SE_S | d095g | 1984-1985 | -27.5624 | 27.5624 | -27.5624 | 27.5624 | 32.9617 | DE_N | d095g | 1984-1985 | -69.8131 | 69.8131 | -69.8131 | 69.8131 | 137.319 | 86.3651
SE_S | d095h | 1984-1985 | -24.1468 | 24.1468 | -24.1468 | 24.1468 | 31.597 | DE_N | d095h | 1984-1985 | -57.0227 | 57.0227 | -57.0227 | 57.0227 | 127.244 | 68.7549
SE_S | d096a | 1984-1985 | -20.9425 | 20.9425 | -20.9425 | 20.9425 | 29.7907 | DE_N | d096a | 1984-1985 | -49.5441 | 49.5441 | -49.5441 | 49.5441 | 109.817 | 58.9045
SE_S | d096b | 1984-1985 | -20.361 | 20.361 | -20.361 | 20.361 | 24.7857 | DE_N | d096b | 1984-1985 | -50.8373 | 50.8373 | -50.8373 | 50.8373 | 99.7684 | 59.4106
SE_S | d096c | 1984-1985 | -24.8065 | 24.8065 | -24.8065 | 24.8065 | 22.5092 | DE_N | d096c | 1984-1985 | -64.422 | 64.422 | -64.422 | 64.422 | 107.145 | 77.9171
SE_S | d096d | 1984-1985 | -28.398 | 28.398 | -28.398 | 28.398 | 26.0223 | DE_N | d096d | 1984-1985 | -73.292 | 73.292 | -73.292 | 73.292 | 146.439 | 90.6903
SE_S | d096e | 1984-1985 | -29.1777 | 29.1777 | -29.1777 | 29.1777 | 28.6853 | DE_N | d096e | 1984-1985 | -75.7542 | 75.7542 | -75.7542 | 75.7542 | 176.018 | 98.3653
SE_S | d096f | 1984-1985 | -29.5058 | 29.5058 | -29.5058 | 29.5058 | 24.6862 | DE_N | d096f | 1984-1985 | -78.5367 | 78.5367 | -78.5367 | 78.5367 | 143.036 | 98.2745
SE_S | d096g | 1984-1985 | -27.8659 | 27.8659 | -27.8659 | 27.8659 | 21.1497 | DE_N | d096g | 1984-1985 | -72.6055 | 72.6055 | -72.6055 | 72.6055 | 113.96 | 89.7907
SE_S | d096h | 1984-1985 | -24.0656 | 24.0656 | -24.0656 | 24.0656 | 20.6442 | DE_N | d096h | 1984-1985 | -57.7052 | 57.7052 | -57.7052 | 57.7052 | 117.644 | 68.6929
SE_S | d097a | 1984-1985 | -21.0279 | 21.0279 | -21.0279 | 21.0279 | 18.6989 | DE_N | d097a | 1984-1985 | -51.3475 | 51.3475 | -51.3475 | 51.3475 | 115.063 | 60.7135
SE_S | d097b | 1984-1985 | -20.4901 | 20.4901 | -20.4901 | 20.4901 | 17.7926 | DE_N | d097b | 1984-1985 | -53.3452 | 53.3452 | -53.3452 | 53.3452 | 113.993 | 62.1215
SE_S | d097c | 1984-1985 | -24.1091 | 24.1091 | -24.1091 | 24.1091 | 18.3443 | DE_N | d097c | 1984-1985 | -63.4251 | 63.4251 | -63.4251 | 63.4251 | 118.565 | 75.3043
SE_S | d097d | 1984-1985 | -28.2538 | 28.2538 | -28.2538 | 28.2538 | 22.657 | DE_N | d097d | 1984-1985 | -74.4218 | 74.4218 | -74.4218 | 74.4218 | 150.764 | 91.4674
SE_S | d097e | 1984-1985 | -29.8199 | 29.8199 | -29.8199 | 29.8199 | 24.7741 | DE_N | d097e | 1984-1985 | -78.8767 | 78.8767 | -78.8767 | 78.8767 | 166.292 | 99.1045
SE_S | d097f | 1984-1985 | -29.7654 | 29.7654 | -29.7654 | 29.7654 | 20.8181 | DE_N | d097f | 1984-1985 | -79.1694 | 79.1694 | -79.1694 | 79.1694 | 128.724 | 99.5507
SE_S | d097g | 1984-1985 | -27.8422 | 27.8422 | -27.8422 | 27.8422 | 19.5929 | DE_N | d097g | 1984-1985 | -71.8572 | 71.8572 | -71.8572 | 71.8572 | 102.907 | 88.9763
SE_S | d097h | 1984-1985 | -24.5253 | 24.5253 | -24.5253 | 24.5253 | 20.7621 | DE_N | d097h | 1984-1985 | -59.2438 | 59.2438 | -59.2438 | 59.2438 | 105.444 | 71.2612
SE_S | d098a | 1984-1985 | -20.9826 | 20.9826 | -20.9826 | 20.9826 | 22.8662 | DE_N | d098a | 1984-1985 | -50.8262 | 50.8262 | -50.8262 | 50.8262 | 103.571 | 60.6642
SE_S | d098b | 1984-1985 | -20.2458 | 20.2458 | -20.2458 | 20.2458 | 24.3338 | DE_N | d098b | 1984-1985 | -51.9462 | 51.9462 | -51.9462 | 51.9462 | 116.455 | 64.5555
SE_S | d098c | 1984-1985 | -23.0443 | 23.0443 | -23.0443 | 23.0443 | 29.0231 | DE_N | d098c | 1984-1985 | -59.889 | 59.889 | -59.889 | 59.889 | 140.846 | 88.41
SE_S | d098d | 1984-1985 | -26.6267 | 26.6267 | -26.6267 | 26.6267 | 39.5776 | DE_N | d098d | 1984-1985 | -69.5558 | 69.5558 | -69.5558 | 69.5558 | 171.908 | 113.797
SE_S | d098e | 1984-1985 | -28.1525 | 28.1525 | -28.1525 | 28.1525 | 43.9517 | DE_N | d098e | 1984-1985 | -74.8015 | 74.8015 | -74.8015 | 74.8015 | 171.084 | 123.02
SE_S | d098f | 1984-1985 | -27.324 | 27.324 | -27.324 | 27.324 | 40.3931 | DE_N | d098f | 1984-1985 | -73.3946 | 73.3946 | -73.3946 | 73.3946 | 148.393 | 114.046
SE_S | d098g | 1984-1985 | -26.3633 | 26.3633 | -26.3633 | 26.3633 | 38.4726 | DE_N | d098g | 1984-1985 | -69.1791 | 69.1791 | -69.1791 | 69.1791 | 117.404 | 94.3786
SE_S | d098h | 1984-1985 | -23.5951 | 23.5951 | -23.5951 | 23.5951 | 37.1902 | DE_N | d098h | 1984-1985 | -58.1034 | 58.1034 | -58.1034 | 58.1034 | 110.896 | 87.2944
SE_S | d099a | 1984-1985 | -20.1037 | 20.1037 | -20.1037 | 20.1037 | 35.955 | DE_N | d099a | 1984-1985 | -49.4755 | 49.4755 | -49.4755 | 49.4755 | 115.729 | 84.6493
SE_S | d099b | 1984-1985 | -19.4469 | 19.4469 | -19.4469 | 19.4469 | 37.7589 | DE_N | d099b | 1984-1985 | -51.1309 | 51.1309 | -51.1309 | 51.1309 | 124.41 | 89.5804
SE_S | d099c | 1984-1985 | -20.747 | 20.747 | -20.747 | 20.747 | 32.8129 | DE_N | d099c | 1984-1985 | -55.6487 | 55.6487 | -55.6302 | 55.6302 | 121.693 | 65.8779
SE_S | d099d | 1984-1985 | -23.6133 | 23.6133 | -23.6133 | 23.6133 | 37.3289 | DE_N | d099d | 1984-1985 | -67.066 | 67.066 | -61.4974 | 61.4974 | 168.621 | 98.4719
SE_S | d099e | 1984-1985 | -25.5085 | 25.5085 | -25.5085 | 25.5085 | 42.294 | DE_N | d099e | 1984-1985 | -81.2258 | 81.2258 | -68.826 | 68.826 | 184.953 | 111.075
SE_S | d099f | 1984-1985 | -25.9849 | 25.9849 | -25.9849 | 25.9849 | 35.9 | DE_N | d099f | 1984-1985 | -76.8038 | 76.8038 | -70.7066 | 70.7066 | 168.179 | 101.504
SE_S | d099g | 1984-1985 | -25.5654 | 25.5654 | -25.5654 | 25.5654 | 32.7414 | DE_N | d099g | 1984-1985 | -69.0247 | 69.0247 | -64.8564 | 64.8564 | 142.859 | 91.9738
SE_S | d099h | 1984-1985 | -24.0467 | 24.0467 | -24.0467 | 24.0467 | 31.8755 | DE_N | d099h | 1984-1985 | -61.4185 | 61.4185 | -56.9273 | 56.9273 | 137.02 | 83.8733
SE_S | d100a | 1984-1985 | -20.4647 | 20.4647 | -20.4647 | 20.4647 | 30.6213 | DE_N | d100a | 1984-1985 | -56.0312 | 56.0312 | -50.6371 | 50.6371 | 136.796 | 78.2612
SE_S | d100b | 1984-1985 | -19.7611 | 19.7611 | -19.7611 | 19.7611 | 30.9839 | DE_N | d100b | 1984-1985 | -57.7668 | 57.7668 | -51.5675 | 51.5675 | 139.912 | 79.7853
SE_S | d100c | 1984-1985 | -22.3074 | 22.3074 | -22.3074 | 22.3074 | 31.8999 | DE_N | d100c | 1984-1985 | -66.7619 | 66.7619 | -59.8526 | 59.8526 | 148.226 | 88.7803
SE_S | d100d | 1984-1985 | -26.5388 | 26.5388 | -26.5388 | 26.5388 | 41.689 | DE_N | d100d | 1984-1985 | -114.43 | 114.43 | -70.2802 | 70.2802 | 184.428 | 110.462
SE_S | d100e | 1984-1985 | -26.6804 | 26.6804 | -26.6804 | 26.6804 | 46.8019 | DE_N | d100e | 1984-1985 | -121.509 | 121.509 | -70.6404 | 70.6404 | 184.984 | 110.99
SE_S | d100f | 1984-1985 | -27.5756 | 27.5756 | -27.5756 | 27.5756 | 40.4571 | DE_N | d100f | 1984-1985 | -83.0868 | 83.0868 | -73.5182 | 73.5182 | 169.692 | 104.995
SE_S | d100g | 1984-1985 | -26.6038 | 26.6038 | -26.6038 | 26.6038 | 34.2702 | DE_N | d100g | 1984-1985 | -74.16 | 74.16 | -68.1594 | 68.1594 | 150.034 | 96.1498
SE_S | d100h | 1984-1985 | -23.7718 | 23.7718 | -23.7718 | 23.7718 | 30.6843 | DE_N | d100h | 1984-1985 | -62.6273 | 62.6273 | -55.9192 | 55.9192 | 143.942 | 83.7899
SE_S | d101a | 1984-1985 | -21.0398 | 21.0398 | -21.0398 | 21.0398 | 26.2513 | DE_N | d101a | 1984-1985 | -58.9274 | 58.9274 | -52.4359 | 52.4359 | 140.59 | 79.8286
SE_S | d101b | 1984-1985 | -20.8608 | 20.8608 | -20.8608 | 20.8608 | 24.3133 | DE_N | d101b | 1984-1985 | -60.5618 | 60.5618 | -55.2142 | 55.2142 | 135.985 | 81.2696
SE_S | d101c | 1984-1985 | -25.4253 | 25.4253 | -25.4253 | 25.4253 | 25.7022 | DE_N | d101c | 1984-1985 | -73.273 | 73.273 | -68.5461 | 68.5461 | 145.376 | 94.3293
SE_S | d101d | 1984-1985 | -28.5389 | 28.5389 | -28.5389 | 28.5389 | 36.6176 | DE_N | d101d | 1984-1985 | -96.6464 | 96.6464 | -76.5837 | 76.5837 | 185.733 | 111.92
SE_S | d101e | 1984-1985 | -28.836 | 28.836 | -28.836 | 28.836 | 37.8856 | DE_N | d101e | 1984-1985 | -108.488 | 108.488 | -77.8446 | 77.8446 | 190.504 | 115.428
SE_S | d101f | 1984-1985 | -29.312 | 29.312 | -29.312 | 29.312 | 29.7263 | DE_N | d101f | 1984-1985 | -85.5269 | 85.5269 | -80.0214 | 80.0214 | 167.756 | 107.822
SE_S | d101g | 1984-1985 | -28.4289 | 28.4289 | -28.4289 | 28.4289 | 31.1504 | DE_N | d101g | 1984-1985 | -78.9378 | 78.9378 | -74.6123 | 74.6123 | 152.437 | 100.666
SE_S | d101h | 1984-1985 | -24.5314 | 24.5314 | -24.5314 | 24.5314 | 34.0132 | DE_N | d101h | 1984-1985 | -65.4311 | 65.4311 | -60.4654 | 60.4654 | 145.923 | 86.0535
SE_S | d102a | 1984-1985 | -20.6975 | 20.6975 | -20.6975 | 20.6975 | 36.6023 | DE_N | d102a | 1984-1985 | -57.347 | 57.347 | -52.0889 | 52.0889 | 141.859 | 77.5828
SE_S | d102b | 1984-1985 | -20.3825 | 20.3825 | -20.3824 | 20.3824 | 37.5953 | DE_N | d102b | 1984-1985 | -59.6388 | 59.6388 | -54.8847 | 54.8847 | 142.951 | 79.6257
SE_S | d102c | 1984-1985 | -24.5673 | 24.5673 | -24.5673 | 24.5673 | 40.0093 | DE_N | d102c | 1984-1985 | -71.2548 | 71.2548 | -67.4528 | 67.4528 | 147.855 | 91.4344
SE_S | d102d | 1984-1985 | -27.7814 | 27.7814 | -27.7814 | 27.7814 | 52.7399 | DE_N | d102d | 1984-1985 | -79.1894 | 79.1894 | -75.3693 | 75.3693 | 161.461 | 100.204
SE_S | d102e | 1984-1985 | -30.85 | 30.85 | -28.5205 | 28.5205 | 63.7531 | DE_N | d102e | 1984-1985 | -82.1823 | 82.1823 | -78.1365 | 78.1365 | 171.682 | 103.679
SE_S | d102f | 1984-1985 | -28.5973 | 28.5973 | -28.5972 | 28.5972 | 51.8885 | DE_N | d102f | 1984-1985 | -81.5615 | 81.5615 | -79.3225 | 79.3225 | 161.046 | 102.485
SE_S | d102g | 1984-1985 | -27.9416 | 27.9416 | -27.9416 | 27.9416 | 40.087 | DE_N | d102g | 1984-1985 | -76.2363 | 76.2363 | -75.1262 | 75.1262 | 134.246 | 94.7019
SE_S | d102h | 1984-1985 | -24.0144 | 24.0144 | -24.0144 | 24.0144 | 38.6748 | DE_N | d102h | 1984-1985 | -60.7225 | 60.7225 | -59.4735 | 59.4735 | 119.902 | 74.1284
SE_S | d103a | 1984-1985 | -20.6754 | 20.6754 | -20.6754 | 20.6754 | 37.7723 | DE_N | d103a | 1984-1985 | -53.0888 | 53.0888 | -51.8136 | 51.8136 | 112.65 | 64.557
SE_S | d103b | 1984-1985 | -20.2444 | 20.2444 | -20.2444 | 20.2444 | 37.7528 | DE_N | d103b | 1984-1985 | -55.399 | 55.399 | -54.114 | 54.114 | 114.316 | 66.5553
SE_S | d103c | 1984-1985 | -23.8263 | 23.8263 | -23.8263 | 23.8263 | 40.6093 | DE_N | d103c | 1984-1985 | -65.8285 | 65.8285 | -64.5372 | 64.5372 | 124.267 | 78.9731
SE_S | d103d | 1984-1985 | -28.3726 | 28.3726 | -26.0317 | 26.0317 | 55.8156 | DE_N | d103d | 1984-1985 | -72.4919 | 72.4919 | -70.0475 | 70.0475 | 163.038 | 89.8916
SE_S | d103e | 1984-1985 | -32.2172 | 32.2172 | -27.339 | 27.339 | 59.5703 | DE_N | d103e | 1984-1985 | -82.1153 | 82.1153 | -74.0284 | 74.0284 | 179.846 | 102.651
SE_S | d103f | 1984-1985 | -27.8768 | 27.8768 | -27.8768 | 27.8768 | 46.4493 | DE_N | d103f | 1984-1985 | -79.1558 | 79.1558 | -77.37 | 77.37 | 150.941 | 98.1675
SE_S | d103g | 1984-1985 | -26.3974 | 26.3974 | -26.3973 | 26.3973 | 38.686 | DE_N | d103g | 1984-1985 | -71.1244 | 71.1244 | -69.6435 | 69.6435 | 128.013 | 87.0435
SE_S | d103h | 1984-1985 | -23.2562 | 23.2562 | -23.2561 | 23.2561 | 38.0832 | DE_N | d103h | 1984-1985 | -59.0082 | 59.0082 | -57.2009 | 57.2009 | 123.353 | 72.7926
SE_S | d104a | 1984-1985 | -20.5721 | 20.5721 | -20.5721 | 20.5721 | 37.5884 | DE_N | d104a | 1984-1985 | -53.966 | 53.966 | -51.9348 | 51.9348 | 123.189 | 68.0196
SE_S | d104b | 1984-1985 | -19.9692 | 19.9692 | -19.9692 | 19.9692 | 38.0758 | DE_N | d104b | 1984-1985 | -56.1987 | 56.1987 | -53.912 | 53.912 | 126.472 | 70.7276
SE_S | d104c | 1984-1985 | -22.7956 | 22.7956 | -22.7955 | 22.7955 | 39.7749 | DE_N | d104c | 1984-1985 | -64.726 | 64.726 | -62.0387 | 62.0387 | 135.789 | 80.8451
SE_S | d104d | 1984-1985 | -25.8741 | 25.8741 | -25.8423 | 25.8423 | 51.3674 | DE_N | d104d | 1984-1985 | -76.1168 | 76.1168 | -69.8261 | 69.8261 | 165.993 | 95.8712
SE_S | d104e | 1984-1985 | -28.2093 | 28.2093 | -27.3194 | 27.3194 | 56.115 | DE_N | d104e | 1984-1985 | -109.324 | 109.324 | -74.7858 | 74.7858 | 187.842 | 111.381
SE_S | d104f | 1984-1985 | -26.9357 | 26.9357 | -26.9357 | 26.9357 | 47.1001 | DE_N | d104f | 1984-1985 | -81.0072 | 81.0072 | -73.1884 | 73.1884 | 171.53 | 101.012
SE_S | d104g | 1984-1985 | -27.037 | 27.037 | -27.037 | 27.037 | 39.8331 | DE_N | d104g | 1984-1985 | -74.8511 | 74.8511 | -70.7334 | 70.7334 | 146.453 | 94.6796
SE_S | d104h | 1984-1985 | -23.7855 | 23.7855 | -23.7855 | 23.7855 | 38.294 | DE_N | d104h | 1984-1985 | -62.7543 | 62.7543 | -58.2525 | 58.2525 | 138.87 | 81.6035
SE_S | d105a | 1984-1985 | -20.767 | 20.767 | -20.767 | 20.767 | 36.735 | DE_N | d105a | 1984-1985 | -56.9088 | 56.9088 | -52.197 | 52.197 | 135.435 | 75.5664
SE_S | d105b | 1984-1985 | -20.2615 | 20.2615 | -20.2615 | 20.2615 | 35.9776 | DE_N | d105b | 1984-1985 | -58.4272 | 58.4272 | -54.1189 | 54.1189 | 132 | 76.6099
SE_S | d105c | 1984-1985 | -23.323 | 23.323 | -23.323 | 23.323 | 38.099 | DE_N | d105c | 1984-1985 | -66.3265 | 66.3265 | -62.0672 | 62.0672 | 138.858 | 84.6018
SE_S | d105d | 1984-1985 | -26.6217 | 26.6217 | -26.2109 | 26.2109 | 53.76 | DE_N | d105d | 1984-1985 | -80.9457 | 80.9457 | -69.8897 | 69.8897 | 172.99 | 99.5843
SE_S | d105e | 1984-1985 | -28.0426 | 28.0426 | -27.3149 | 27.3149 | 61.4029 | DE_N | d105e | 1984-1985 | -107.844 | 107.844 | -74.8064 | 74.8064 | 187.679 | 111.044
SE_S | d105f | 1984-1985 | -27.5955 | 27.5955 | -27.5955 | 27.5955 | 49.1038 | DE_N | d105f | 1984-1985 | -81.0221 | 81.0221 | -76.4795 | 76.4795 | 167.437 | 101.26
SE_S | d105g | 1984-1985 | -26.4818 | 26.4818 | -26.4817 | 26.4817 | 39.3782 | DE_N | d105g | 1984-1985 | -71.4658 | 71.4658 | -69.8016 | 69.8016 | 131.746 | 87.2576
SE_S | d105h | 1984-1985 | -24.1466 | 24.1466 | -24.1466 | 24.1466 | 38.4088 | DE_N | d105h | 1984-1985 | -60.4552 | 60.4552 | -58.7383 | 58.7383 | 124.547 | 74.4598
SE_S | d106a | 1984-1985 | -20.3764 | 20.3764 | -20.3764 | 20.3764 | 36.9217 | DE_N | d106a | 1984-1985 | -51.7774 | 51.7774 | -50.0644 | 50.0644 | 116.383 | 64.3538
SE_S | d106b | 1984-1985 | -20.1159 | 20.1159 | -20.1159 | 20.1159 | 34.7876 | DE_N | d106b | 1984-1985 | -52.4665 | 52.4665 | -51.0191 | 51.0191 | 105.112 | 63.7999
SE_S | d106c | 1984-1985 | -21.7642 | 21.7642 | -21.7642 | 21.7642 | 34.0246 | DE_N | d106c | 1984-1985 | -57.8793 | 57.8793 | -56.5793 | 56.5793 | 109.536 | 70.7736
SE_S | d106d | 1984-1985 | -24.421 | 24.421 | -24.421 | 24.421 | 46.7547 | DE_N | d106d | 1984-1985 | -67.0839 | 67.0839 | -63.1474 | 63.1474 | 151.585 | 86.1477
SE_S | d106e | 1984-1985 | -25.2522 | 25.2522 | -25.2522 | 25.2522 | 44.6655 | DE_N | d106e | 1984-1985 | -71.0665 | 71.0665 | -65.9965 | 65.9965 | 158.243 | 91.3016
SE_S | d106f | 1984-1985 | -25.9611 | 25.9611 | -25.9611 | 25.9611 | 26.9485 | DE_N | d106f | 1984-1985 | -72.2824 | 72.2824 | -67.7025 | 67.7025 | 152.601 | 92.78
SE_S | d106g | 1984-1985 | -25.9147 | 25.9147 | -25.9147 | 25.9147 | 25.6476 | DE_N | d106g | 1984-1985 | -68.9238 | 68.9238 | -64.3812 | 64.3812 | 145.822 | 89.4608
SE_S | d106h | 1984-1985 | -23.3362 | 23.3362 | -23.3362 | 23.3362 | 29.0286 | DE_N | d106h | 1984-1985 | -59.7523 | 59.7523 | -53.8851 | 53.8851 | 141.365 | 79.2114
SE_S | d107a | 1984-1985 | -20.3277 | 20.3277 | -20.3277 | 20.3277 | 34.1669 | DE_N | d107a | 1984-1985 | -56.5283 | 56.5283 | -49.6364 | 49.6364 | 139.77 | 75.6526
SE_S | d107b | 1984-1985 | -19.4213 | 19.4213 | -19.4212 | 19.4212 | 35.1629 | DE_N | d107b | 1984-1985 | -58.3053 | 58.3053 | -51.1963 | 51.1963 | 140.379 | 77.3567
SE_S | d107c | 1984-1985 | -20.875 | 20.875 | -20.875 | 20.875 | 35.015 | DE_N | d107c | 1984-1985 | -63.3216 | 63.3216 | -56.9095 | 56.9095 | 140.504 | 82.7837
SE_S | d107d | 1984-1985 | -24.1462 | 24.1462 | -24.1461 | 24.1461 | 47.056 | DE_N | d107d | 1984-1985 | -75.269 | 75.269 | -62.94 | 62.94 | 163.459 | 93.8397
SE_S | d107e | 1984-1985 | -25.371 | 25.371 | -25.3709 | 25.3709 | 59.808 | DE_N | d107e | 1984-1985 | -94.4535 | 94.4535 | -64.3836 | 64.3836 | 174.764 | 100.794
SE_S | d107f | 1984-1985 | -26.367 | 26.367 | -26.367 | 26.367 | 45.6185 | DE_N | d107f | 1984-1985 | -75.7044 | 75.7044 | -67.2922 | 67.2922 | 162.64 | 96.5798
SE_S | d107g | 1984-1985 | -25.9261 | 25.9261 | -25.9261 | 25.9261 | 37.0577 | DE_N | d107g | 1984-1985 | -68.5276 | 68.5276 | -63.4995 | 63.4995 | 143.959 | 89.6092
SE_S | d107h | 1984-1985 | -23.6199 | 23.6199 | -23.6199 | 23.6199 | 38.1144 | DE_N | d107h | 1984-1985 | -59.3787 | 59.3787 | -54.1673 | 54.1673 | 139.333 | 79.1174
SE_S | d108a | 1984-1985 | -20.7316 | 20.7316 | -20.7316 | 20.7316 | 37.5916 | DE_N | d108a | 1984-1985 | -55.6953 | 55.6953 | -50.9459 | 50.9459 | 134.814 | 74.4936
SE_S | d108b | 1984-1985 | -20.3115 | 20.3115 | -20.3114 | 20.3114 | 37.2117 | DE_N | d108b | 1984-1985 | -58.1359 | 58.1359 | -54.1542 | 54.1542 | 131.898 | 76.2185
SE_S | d108c | 1984-1985 | -25.087 | 25.087 | -25.0869 | 25.0869 | 39.4312 | DE_N | d108c | 1984-1985 | -70.2629 | 70.2629 | -67.0558 | 67.0558 | 136.654 | 89.6855
SE_S | d108d | 1984-1985 | -28.9638 | 28.9638 | -28.9637 | 28.9637 | 54.1007 | DE_N | d108d | 1984-1985 | -81.6904 | 81.6904 | -74.8124 | 74.8124 | 176.003 | 103.807
SE_S | d108e | 1984-1985 | -29.2155 | 29.2155 | -29.2155 | 29.2155 | 58.8013 | DE_N | d108e | 1984-1985 | -90.8506 | 90.8506 | -75.9113 | 75.9113 | 186.399 | 110.654
SE_S | d108f | 1984-1985 | -29.9304 | 29.9304 | -29.9304 | 29.9304 | 41.0638 | DE_N | d108f | 1984-1985 | -78.6248 | 78.6248 | -78.3915 | 78.3915 | 143.025 | 86.9881
SE_S | d108g | 1984-1985 | -29.0373 | 29.0373 | -29.0373 | 29.0373 | 27.7138 | DE_N | d108g | 1984-1985 | -73.0341 | 73.0341 | -73.0341 | 73.0341 | 88.9718 | 73.0341
SE_S | d108h | 1984-1985 | -25.0905 | 25.0905 | -25.0905 | 25.0905 | 24.5704 | DE_N | d108h | 1984-1985 | -58.2031 | 58.2031 | -58.2031 | 58.2031 | 71.1481 | 58.2031
SE_S | d109a | 1984-1985 | -21.5055 | 21.5055 | -21.5055 | 21.5055 | 22.6191 | DE_N | d109a | 1984-1985 | -51.4834 | 51.4834 | -51.4834 | 51.4834 | 60.6011 | 51.4834
SE_S | d109b | 1984-1985 | -21.3787 | 21.3787 | -21.3787 | 21.3787 | 19.319 | DE_N | d109b | 1984-1985 | -54.384 | 54.384 | -54.384 | 54.384 | 59.6259 | 54.384
SE_S | d109c | 1984-1985 | -26.2209 | 26.2209 | -26.2209 | 26.2209 | 18.4257 | DE_N | d109c | 1984-1985 | -67.5529 | 67.5529 | -67.5529 | 67.5529 | 65.4244 | 67.5529
SE_S | d109d | 1984-1985 | -29.5726 | 29.5726 | -29.5726 | 29.5726 | 25.6174 | DE_N | d109d | 1984-1985 | -75.0219 | 75.0219 | -75.0219 | 75.0219 | 95.3161 | 75.0219
SE_S | d109e | 1984-1985 | -28.905 | 28.905 | -28.905 | 28.905 | 27.3701 | DE_N | d109e | 1984-1985 | -73.5837 | 73.5837 | -73.5837 | 73.5837 | 114.618 | 73.5837
SE_S | d109f | 1984-1985 | -29.3586 | 29.3586 | -29.3586 | 29.3586 | 26.075 | DE_N | d109f | 1984-1985 | -75.9401 | 75.9401 | -75.9401 | 75.9401 | 109.653 | 75.9401
SE_S | d109g | 1984-1985 | -27.9275 | 27.9275 | -27.9275 | 27.9275 | 28.1461 | DE_N | d109g | 1984-1985 | -70.1366 | 70.1366 | -70.1366 | 70.1366 | 107.001 | 70.1366
SE_S | d109h | 1984-1985 | -24.2902 | 24.2902 | -24.2902 | 24.2902 | 34.7709 | DE_N | d109h | 1984-1985 | -58.8593 | 58.8593 | -58.22 | 58.22 | 127.985 | 71.372
SE_S | d110a | 1984-1985 | -20.5842 | 20.5842 | -20.5842 | 20.5842 | 36.805 | DE_N | d110a | 1984-1985 | -52.9362 | 52.9362 | -50.6469 | 50.6469 | 130.082 | 68.019
SE_S | d110b | 1984-1985 | -20.1419 | 20.1419 | -20.1418 | 20.1418 | 37.1617 | DE_N | d110b | 1984-1985 | -56.0112 | 56.0112 | -53.1966 | 53.1966 | 132.848 | 72.1244
SE_S | d110c | 1984-1985 | -24.6259 | 24.6259 | -24.6259 | 24.6259 | 38.7629 | DE_N | d110c | 1984-1985 | -69.5161 | 69.5161 | -66.3992 | 66.3992 | 145.382 | 88.8855
SE_S | d110d | 1984-1985 | -28.2488 | 28.2488 | -28.2487 | 28.2487 | 43.6412 | DE_N | d110d | 1984-1985 | -101.705 | 101.705 | -74.1416 | 74.1416 | 186.03 | 111.518
SE_S | d110e | 1984-1985 | -29.3319 | 29.3319 | -29.3319 | 29.3319 | 46.8115 | DE_N | d110e | 1984-1985 | -156.594 | 156.594 | -76.4468 | 76.4468 | 172.338 | 117.566
SE_S | d110f | 1984-1985 | -29.7934 | 29.7934 | -29.7934 | 29.7934 | 42.2216 | DE_N | d110f | 1984-1985 | -85.0798 | 85.0798 | -79.4825 | 79.4825 | 175.226 | 107.892
SE_S | d110g | 1984-1985 | -27.7942 | 27.7942 | -27.7942 | 27.7942 | 39.0523 | DE_N | d110g | 1984-1985 | -75.9971 | 75.9971 | -72.8532 | 72.8532 | 146.442 | 97.0335
SE_S | d110h | 1984-1985 | -24.4452 | 24.4452 | -24.4452 | 24.4452 | 37.0919 | DE_N | d110h | 1984-1985 | -63.6801 | 63.6801 | -60.3594 | 60.3594 | 137.924 | 82.3628
SE_S | d111a | 1984-1985 | -20.7798 | 20.7798 | -20.7798 | 20.7798 | 32.5454 | DE_N | d111a | 1984-1985 | -55.3908 | 55.3908 | -52.0678 | 52.0678 | 130.035 | 72.3032
SE_S | d111b | 1984-1985 | -20.3833 | 20.3833 | -20.3833 | 20.3833 | 27.5311 | DE_N | d111b | 1984-1985 | -58.127 | 58.127 | -55.1969 | 55.1969 | 124.425 | 74.0179
SE_S | d111c | 1984-1985 | -24.6006 | 24.6006 | -24.6006 | 24.6006 | 25.587 | DE_N | d111c | 1984-1985 | -68.5774 | 68.5774 | -65.9196 | 65.9196 | 133.736 | 86.5831
SE_S | d111d | 1984-1985 | -28.5944 | 28.5944 | -28.5943 | 28.5943 | 32.8207 | DE_N | d111d | 1984-1985 | -76.8841 | 76.8841 | -73.4401 | 73.4401 | 157.411 | 97.8731
SE_S | d111e | 1984-1985 | -29.5382 | 29.5382 | -29.5382 | 29.5382 | 33.7785 | DE_N | d111e | 1984-1985 | -80.7991 | 80.7991 | -76.2973 | 76.2973 | 166.387 | 102.837
SE_S | d111f | 1984-1985 | -29.5329 | 29.5329 | -29.5329 | 29.5329 | 31.444 | DE_N | d111f | 1984-1985 | -79.6881 | 79.6881 | -76.2354 | 76.2354 | 159.07 | 101.692
SE_S | d111g | 1984-1985 | -28.0645 | 28.0645 | -28.0645 | 28.0645 | 36.8141 | DE_N | d111g | 1984-1985 | -73.7231 | 73.7231 | -70.352 | 70.352 | 147.046 | 94.621
SE_S | d111h | 1984-1985 | -24.1385 | 24.1385 | -24.1385 | 24.1385 | 38.2427 | DE_N | d111h | 1984-1985 | -60.7473 | 60.7473 | -57.3392 | 57.3392 | 128.625 | 78.6722
SE_S | d112a | 1984-1985 | -20.8128 | 20.8128 | -20.8128 | 20.8128 | 37.8624 | DE_N | d112a | 1984-1985 | -55.3783 | 55.3783 | -50.9126 | 50.9126 | 131.508 | 73.1802
SE_S | d112b | 1984-1985 | -20.2739 | 20.2739 | -20.2739 | 20.2739 | 38.0283 | DE_N | d112b | 1984-1985 | -59.2233 | 59.2233 | -53.3975 | 53.3975 | 140.151 | 77.4838
SE_S | d112c | 1984-1985 | -23.146 | 23.146 | -23.146 | 23.146 | 39.5647 | DE_N | d112c | 1984-1985 | -67.6504 | 67.6504 | -61.1483 | 61.1483 | 147.749 | 86.2465
SE_S | d112d | 1984-1985 | -26.5279 | 26.5279 | -26.5278 | 26.5278 | 50.3084 | DE_N | d112d | 1984-1985 | -115.348 | 115.348 | -68.2596 | 68.2596 | 180.613 | 105.539
SE_S | d112e | 1984-1985 | -27.4517 | 27.4517 | -27.4516 | 27.4516 | 57.1025 | DE_N | d112e | 1984-1985 | -149.928 | 149.928 | -70.8396 | 70.8396 | 182.634 | 109.722
SE_S | d112f | 1984-1985 | -27.5213 | 27.5213 | -27.5213 | 27.5213 | 45.0474 | DE_N | d112f | 1984-1985 | -81.6179 | 81.6179 | -72.1785 | 72.1785 | 169.268 | 101.434
SE_S | d112g | 1984-1985 | -26.073 | 26.073 | -26.073 | 26.073 | 39.5355 | DE_N | d112g | 1984-1985 | -71.6197 | 71.6197 | -66.2814 | 66.2814 | 148.071 | 91.0909
SE_S | d112h | 1984-1985 | -23.4442 | 23.4442 | -23.4441 | 23.4441 | 38.1763 | DE_N | d112h | 1984-1985 | -62.0764 | 62.0764 | -56.7255 | 56.7255 | 142.593 | 80.4829
SE_S | d113a | 1984-1985 | -19.9689 | 19.9689 | -19.9688 | 19.9688 | 36.4757 | DE_N | d113a | 1984-1985 | -53.8662 | 53.8662 | -49.1339 | 49.1339 | 134.394 | 71.294
SE_S | d113b | 1984-1985 | -19.3788 | 19.3788 | -19.3788 | 19.3788 | 33.1208 | DE_N | d113b | 1984-1985 | -54.154 | 54.154 | -51.1723 | 51.1723 | 116.633 | 69.1929
SE_S | d113c | 1984-1985 | -21.129 | 21.129 | -21.129 | 21.129 | 31.22 | DE_N | d113c | 1984-1985 | -59.9254 | 59.9254 | -57.2853 | 57.2853 | 121.088 | 76.904
SE_S | d113d | 1984-1985 | -24.2943 | 24.2943 | -24.2943 | 24.2943 | 38.3194 | DE_N | d113d | 1984-1985 | -67.5955 | 67.5955 | -63.2433 | 63.2433 | 157.51 | 88.4471
SE_S | d113e | 1984-1985 | -25.1487 | 25.1487 | -25.1487 | 25.1487 | 45.6064 | DE_N | d113e | 1984-1985 | -78.5436 | 78.5436 | -66.1221 | 66.1221 | 180.486 | 107.101
SE_S | d113f | 1984-1985 | -26.1191 | 26.1191 | -26.1191 | 26.1191 | 40.2501 | DE_N | d113f | 1984-1985 | -72.5686 | 72.5686 | -69.8592 | 69.8592 | 154.233 | 93.1429
SE_S | d113g | 1984-1985 | -26.3376 | 26.3376 | -26.3376 | 26.3376 | 35.9352 | DE_N | d113g | 1984-1985 | -69.5602 | 69.5602 | -68.3323 | 68.3323 | 127.837 | 88.6035
SE_S | d113h | 1984-1985 | -23.9009 | 23.9009 | -23.9009 | 23.9009 | 32.8164 | DE_N | d113h | 1984-1985 | -59.2389 | 59.2389 | -58.2338 | 58.2338 | 110.173 | 73.0043
SE_S | d114a | 1984-1985 | -20.5384 | 20.5384 | -20.5384 | 20.5384 | 30.5749 | DE_N | d114a | 1984-1985 | -55.2076 | 55.2076 | -53.7182 | 53.7182 | 114.248 | 67.5341
SE_S | d114b | 1984-1985 | -19.8301 | 19.8301 | -19.8301 | 19.8301 | 30.4992 | DE_N | d114b | 1984-1985 | -58.4578 | 58.4578 | -56.7413 | 56.7413 | 129.405 | 71.1754
SE_S | d114c | 1984-1985 | -22.6047 | 22.6047 | -22.6047 | 22.6047 | 32.9883 | DE_N | d114c | 1984-1985 | -66.6165 | 66.6165 | -64.9655 | 64.9655 | 132.131 | 84.394
SE_S | d114d | 1984-1985 | -26.1665 | 26.1665 | -26.1665 | 26.1665 | 39.0201 | DE_N | d114d | 1984-1985 | -72.2562 | 72.2562 | -69.9242 | 69.9242 | 154.363 | 93.434
SE_S | d114e | 1984-1985 | -26.5725 | 26.5725 | -26.5725 | 26.5725 | 39.9093 | DE_N | d114e | 1984-1985 | -76.4366 | 76.4366 | -71.1748 | 71.1748 | 175.48 | 100.903
SE_S | d114f | 1984-1985 | -27.1186 | 27.1186 | -27.1186 | 27.1186 | 37.2628 | DE_N | d114f | 1984-1985 | -75.734 | 75.734 | -73.0443 | 73.0443 | 157.669 | 97.9137
SE_S | d114g | 1984-1985 | -26.2852 | 26.2852 | -26.2852 | 26.2852 | 37.319 | DE_N | d114g | 1984-1985 | -70.1049 | 70.1049 | -67.5067 | 67.5067 | 146.23 | 91.1645
SE_S | d114h | 1984-1985 | -24.0706 | 24.0706 | -24.0706 | 24.0706 | 36.2624 | DE_N | d114h | 1984-1985 | -61.1843 | 61.1843 | -58.256 | 58.256 | 143.153 | 80.0011
SE_S | d115a | 1984-1985 | -21.2673 | 21.2673 | -21.2673 | 21.2673 | 35.2365 | DE_N | d115a | 1984-1985 | -57.6529 | 57.6529 | -54.5356 | 54.5356 | 141.18 | 74.8902
SE_S | d115b | 1984-1985 | -20.952 | 20.952 | -20.952 | 20.952 | 35.2418 | DE_N | d115b | 1984-1985 | -60.0526 | 60.0526 | -57.0896 | 57.0896 | 141.229 | 76.4883
SE_S | d115c | 1984-1985 | -26.1156 | 26.1156 | -26.1155 | 26.1155 | 38.5107 | DE_N | d115c | 1984-1985 | -72.8798 | 72.8798 | -70.3541 | 70.3541 | 147.673 | 92.3048
SE_S | d115d | 1984-1985 | -29.7973 | 29.7973 | -29.7972 | 29.7972 | 47.688 | DE_N | d115d | 1984-1985 | -82.5205 | 82.5205 | -79.961 | 79.961 | 164.149 | 104.461
SE_S | d115e | 1984-1985 | -30.0624 | 30.0624 | -30.0624 | 30.0624 | 46.0829 | DE_N | d115e | 1984-1985 | -84.9904 | 84.9904 | -82.4565 | 82.4565 | 169.874 | 107.38
SE_S | d115f | 1984-1985 | -29.677 | 29.677 | -29.677 | 29.677 | 35.6058 | DE_N | d115f | 1984-1985 | -83.4552 | 83.4552 | -81.3561 | 81.3561 | 160.709 | 105.218
SE_S | d115g | 1984-1985 | -28.6074 | 28.6074 | -28.6074 | 28.6074 | 32.8916 | DE_N | d115g | 1984-1985 | -78.4378 | 78.4378 | -76.4418 | 76.4418 | 153.038 | 99.118
SE_S | d115h | 1984-1985 | -24.6955 | 24.6955 | -24.6955 | 24.6955 | 28.5056 | DE_N | d115h | 1984-1985 | -65.0469 | 65.0469 | -62.9849 | 62.9849 | 140.073 | 81.9181
SE_S | d116a | 1984-1985 | -20.9147 | 20.9147 | -20.9147 | 20.9147 | 25.2218 | DE_N | d116a | 1984-1985 | -57.3346 | 57.3346 | -55.243 | 55.243 | 131.813 | 71.7758
SE_S | d116b | 1984-1985 | -20.4992 | 20.4992 | -20.4992 | 20.4992 | 24.7602 | DE_N | d116b | 1984-1985 | -60.5023 | 60.5023 | -58.4302 | 58.4302 | 133.438 | 74.6539
SE_S | d116c | 1984-1985 | -25.0992 | 25.0992 | -25.0992 | 25.0992 | 28.4571 | DE_N | d116c | 1984-1985 | -73.522 | 73.522 | -71.5519 | 71.5519 | 144.94 | 91.8529
SE_S | d116d | 1984-1985 | -28.5694 | 28.5694 | -28.5694 | 28.5694 | 32.5703 | DE_N | d116d | 1984-1985 | -81.039 | 81.039 | -78.8197 | 78.8197 | 163.827 | 102.242
SE_S | d116e | 1984-1985 | -29.1736 | 29.1736 | -29.1736 | 29.1736 | 34.1359 | DE_N | d116e | 1984-1985 | -83.9585 | 83.9585 | -81.275 | 81.275 | 178.865 | 106.161
SE_S | d116f | 1984-1985 | -30.0485 | 30.0485 | -30.0485 | 30.0485 | 35.0587 | DE_N | d116f | 1984-1985 | -85.1137 | 85.1137 | -82.7853 | 82.7853 | 169.355 | 107.553
SE_S | d116g | 1984-1985 | -29.2546 | 29.2546 | -29.2546 | 29.2546 | 35.2366 | DE_N | d116g | 1984-1985 | -80.2844 | 80.2844 | -78.1641 | 78.1641 | 154.556 | 102.126
SE_S | d116h | 1984-1985 | -25.015 | 25.015 | -25.015 | 25.015 | 32.5132 | DE_N | d116h | 1984-1985 | -64.9642 | 64.9642 | -62.5511 | 62.5511 | 141.494 | 82.6709
SE_S | d117a | 1984-1985 | -21.1931 | 21.1931 | -21.1931 | 21.1931 | 30.1414 | DE_N | d117a | 1984-1985 | -56.735 | 56.735 | -54.0885 | 54.0885 | 134.181 | 72.567
SE_S | d117b | 1984-1985 | -20.5485 | 20.5485 | -20.5485 | 20.5485 | 28.6739 | DE_N | d117b | 1984-1985 | -59.0102 | 59.0102 | -56.463 | 56.463 | 129.106 | 73.9293
SE_S | d117c | 1984-1985 | -24.2105 | 24.2105 | -24.2105 | 24.2105 | 29.7743 | DE_N | d117c | 1984-1985 | -68.4323 | 68.4323 | -65.9574 | 65.9574 | 135.479 | 84.5577
SE_S | d117d | 1984-1985 | -27.5672 | 27.5672 | -27.5672 | 27.5672 | 41.4152 | DE_N | d117d | 1984-1985 | -79.8636 | 79.8636 | -74.9454 | 74.9454 | 173.917 | 102.005
SE_S | d117e | 1984-1985 | -28.2498 | 28.2498 | -28.2498 | 28.2498 | 45.2233 | DE_N | d117e | 1984-1985 | -94.0781 | 94.0781 | -78.4789 | 78.4789 | 197.865 | 122.108
SE_S | d117f | 1984-1985 | -28.3275 | 28.3275 | -28.3275 | 28.3275 | 34.8073 | DE_N | d117f | 1984-1985 | -82.1276 | 82.1276 | -79.0388 | 79.0388 | 161.264 | 102.912
SE_S | d117g | 1984-1985 | -27.4376 | 27.4376 | -27.4376 | 27.4376 | 30.7622 | DE_N | d117g | 1984-1985 | -75.9121 | 75.9121 | -73.374 | 73.374 | 143.722 | 95.0449
SE_S | d117h | 1984-1985 | -24.4742 | 24.4742 | -24.4742 | 24.4742 | 28.8947 | DE_N | d117h | 1984-1985 | -65.2609 | 65.2609 | -62.0864 | 62.0864 | 141.618 | 83.5922
SE_S | d118a | 1984-1985 | -20.9548 | 20.9548 | -20.9548 | 20.9548 | 26.0064 | DE_N | d118a | 1984-1985 | -58.6599 | 58.6599 | -54.8624 | 54.8624 | 141.987 | 76.8576
SE_S | d118b | 1984-1985 | -20.4496 | 20.4496 | -20.4496 | 20.4496 | 25.5903 | DE_N | d118b | 1984-1985 | -62.0444 | 62.0444 | -57.9846 | 57.9846 | 145.552 | 80.5843
SE_S | d118c | 1984-1985 | -24.2951 | 24.2951 | -24.2951 | 24.2951 | 28.1706 | DE_N | d118c | 1984-1985 | -71.579 | 71.579 | -67.6176 | 67.6176 | 151.431 | 91.5786
SE_S | d118d | 1984-1985 | -28.9708 | 28.9708 | -28.9708 | 28.9708 | 35.0132 | DE_N | d118d | 1984-1985 | -83.8726 | 83.8726 | -78.7999 | 78.7999 | 175.272 | 107.62
SE_S | d118e | 1984-1985 | -30.0613 | 30.0613 | -30.0613 | 30.0613 | 37.6701 | DE_N | d118e | 1984-1985 | -92.3584 | 92.3584 | -82.7535 | 82.7535 | 198.202 | 121.653
SE_S | d118f | 1984-1985 | -29.4996 | 29.4996 | -29.4996 | 29.4996 | 38.0535 | DE_N | d118f | 1984-1985 | -86.7106 | 86.7106 | -81.5289 | 81.5289 | 177.015 | 111.254
SE_S | d118g | 1984-1985 | -27.3536 | 27.3536 | -27.3536 | 27.3536 | 38.257 | DE_N | d118g | 1984-1985 | -77.3611 | 77.3611 | -73.1714 | 73.1714 | 151.011 | 99.3676
SE_S | d118h | 1984-1985 | -24.0373 | 24.0373 | -24.0373 | 24.0373 | 35.8183 | DE_N | d118h | 1984-1985 | -66.2929 | 66.2929 | -61.3535 | 61.3535 | 146.221 | 87.4034
SE_S | d119a | 1984-1985 | -20.7839 | 20.7839 | -20.7839 | 20.7839 | 34.2075 | DE_N | d119a | 1984-1985 | -60.6109 | 60.6109 | -55.3332 | 55.3332 | 142.571 | 81.5671
SE_S | d119b | 1984-1985 | -20.3166 | 20.3166 | -20.3165 | 20.3165 | 33.2993 | DE_N | d119b | 1984-1985 | -62.818 | 62.818 | -57.7508 | 57.7508 | 141.959 | 83.2535
SE_S | d119c | 1984-1985 | -23.1674 | 23.1674 | -23.1674 | 23.1674 | 32.6932 | DE_N | d119c | 1984-1985 | -70.1427 | 70.1427 | -65.5946 | 65.5946 | 142.884 | 90.0795
SE_S | d119d | 1984-1985 | -26.7468 | 26.7468 | -26.7468 | 26.7468 | 35.6515 | DE_N | d119d | 1984-1985 | -80.7486 | 80.7486 | -73.9473 | 73.9473 | 172.045 | 105.07
SE_S | d119e | 1984-1985 | -27.4809 | 27.4809 | -27.4808 | 27.4808 | 37.8151 | DE_N | d119e | 1984-1985 | -92.3265 | 92.3265 | -76.9624 | 76.9624 | 193.794 | 120.164
SE_S | d119f | 1984-1985 | -27.7993 | 27.7993 | -27.7993 | 27.7993 | 33.7797 | DE_N | d119f | 1984-1985 | -83.8758 | 83.8758 | -78.684 | 78.684 | 169.958 | 106.925
SE_S | d119g | 1984-1985 | -26.9832 | 26.9832 | -26.9832 | 26.9832 | 32.2108 | DE_N | d119g | 1984-1985 | -76.9404 | 76.9404 | -72.9358 | 72.9358 | 151.795 | 98.0198
SE_S | d119h | 1984-1985 | -23.7997 | 23.7997 | -23.7997 | 23.7997 | 33.1636 | DE_N | d119h | 1984-1985 | -64.269 | 64.269 | -59.7093 | 59.7093 | 143.256 | 84.5422
SE_S | d120a | 1984-1985 | -20.271 | 20.271 | -20.271 | 20.271 | 32.2872 | DE_N | d120a | 1984-1985 | -56.5355 | 56.5355 | -51.9473 | 51.9473 | 136.435 | 76.3321
SE_S | d120b | 1984-1985 | -19.5317 | 19.5317 | -19.5317 | 19.5317 | 33.4337 | DE_N | d120b | 1984-1985 | -58.4232 | 58.4232 | -54.2954 | 54.2954 | 133.027 | 77.2809
SE_S | d120c | 1984-1985 | -21.493 | 21.493 | -21.493 | 21.493 | 34.519 | DE_N | d120c | 1984-1985 | -64.0785 | 64.0785 | -60.3192 | 60.3192 | 134.739 | 83.667
SE_S | d120d | 1984-1985 | -24.3415 | 24.3415 | -24.3415 | 24.3415 | 45.8618 | DE_N | d120d | 1984-1985 | -75.0936 | 75.0936 | -65.1957 | 65.1957 | 176.175 | 102.81
SE_S | d120e | 1984-1985 | -25.6627 | 25.6627 | -25.6627 | 25.6627 | 50.4393 | DE_N | d120e | 1984-1985 | -96.0113 | 96.0113 | -68.8849 | 68.8849 | 191.382 | 116.057
SE_S | d120f | 1984-1985 | -27.3375 | 27.3375 | -27.3375 | 27.3375 | 40.8189 | DE_N | d120f | 1984-1985 | -77.6199 | 77.6199 | -74.5274 | 74.5274 | 157.381 | 100.195
SE_S | d120g | 1984-1985 | -26.8603 | 26.8603 | -26.8603 | 26.8603 | 38.1919 | DE_N | d120g | 1984-1985 | -71.2762 | 71.2762 | -70.1706 | 70.1706 | 127.028 | 90.6411
SE_S | d120h | 1984-1985 | -24.22 | 24.22 | -24.2199 | 24.2199 | 37.2317 | DE_N | d120h | 1984-1985 | -59.9402 | 59.9402 | -57.7038 | 57.7038 | 125.723 | 77.8174
SE_S | d121a | 1984-1985 | -20.3029 | 20.3029 | -20.3029 | 20.3029 | 35.3011 | DE_N | d121a | 1984-1985 | -52.1825 | 52.1825 | -49.7871 | 49.7871 | 120.033 | 67.6188
SE_S | d121b | 1984-1985 | -19.7856 | 19.7856 | -19.7856 | 19.7856 | 34.2604 | DE_N | d121b | 1984-1985 | -54.0127 | 54.0127 | -51.5302 | 51.5302 | 122.622 | 69.503
SE_S | d121c | 1984-1985 | -23.0421 | 23.0421 | -23.0421 | 23.0421 | 35.0907 | DE_N | d121c | 1984-1985 | -62.4794 | 62.4794 | -59.9016 | 59.9016 | 134.538 | 82.4013
SE_S | d121d | 1984-1985 | -26.5262 | 26.5262 | -26.5262 | 26.5262 | 48.9449 | DE_N | d121d | 1984-1985 | -73.1095 | 73.1095 | -67.1525 | 67.1525 | 172.53 | 98.7605
SE_S | d121e | 1984-1985 | -26.6284 | 26.6284 | -26.6284 | 26.6284 | 50.8249 | DE_N | d121e | 1984-1985 | -79 | 79 | -66.9393 | 66.9393 | 185.23 | 109.536
SE_S | d121f | 1984-1985 | -27.5831 | 27.5831 | -27.583 | 27.583 | 33.7004 | DE_N | d121f | 1984-1985 | -73.4487 | 73.4487 | -70.4125 | 70.4125 | 161.634 | 96.5163
SE_S | d121g | 1984-1985 | -27.3553 | 27.3553 | -27.3553 | 27.3553 | 29.8787 | DE_N | d121g | 1984-1985 | -68.4153 | 68.4153 | -65.7442 | 65.7442 | 149.281 | 90.045
SE_S | d121h | 1984-1985 | -24.29 | 24.29 | -24.29 | 24.29 | 29.5177 | DE_N | d121h | 1984-1985 | -58.4371 | 58.4371 | -55.6505 | 55.6505 | 143.699 | 77.4585
SE_S | d122a | 1984-1985 | -20.9892 | 20.9892 | -20.9892 | 20.9892 | 26.7429 | DE_N | d122a | 1984-1985 | -54.0363 | 54.0363 | -51.2851 | 51.2851 | 140.469 | 71.2895
SE_S | d122b | 1984-1985 | -20.4978 | 20.4978 | -20.4978 | 20.4978 | 25.8555 | DE_N | d122b | 1984-1985 | -55.7823 | 55.7823 | -53.3946 | 53.3946 | 140.362 | 71.7747
SE_S | d122c | 1984-1985 | -25.5716 | 25.5716 | -25.5716 | 25.5716 | 24.8819 | DE_N | d122c | 1984-1985 | -69.6978 | 69.6978 | -68.2784 | 68.2784 | 143.55 | 87.5453
SE_S | d122d | 1984-1985 | -29.1644 | 29.1644 | -29.1644 | 29.1644 | 25.5833 | DE_N | d122d | 1984-1985 | -78.6618 | 78.6618 | -77.3609 | 77.3609 | 153.062 | 98.8657
SE_S | d122e | 1984-1985 | -29.656 | 29.656 | -29.656 | 29.656 | 24.5491 | DE_N | d122e | 1984-1985 | -81.3312 | 81.3312 | -80.1033 | 80.1033 | 153.039 | 102.239
SE_S | d122f | 1984-1985 | -29.8233 | 29.8233 | -29.8233 | 29.8233 | 19.3743 | DE_N | d122f | 1984-1985 | -82.3178 | 82.3178 | -81.4521 | 81.4521 | 145.148 | 103.167
SE_S | d122g | 1984-1985 | -28.4662 | 28.4662 | -28.4662 | 28.4662 | 20.4479 | DE_N | d122g | 1984-1985 | -76.777 | 76.777 | -75.5429 | 75.5429 | 146.172 | 96.4916
SE_S | d122h | 1984-1985 | -24.522 | 24.522 | -24.522 | 24.522 | 25.1228 | DE_N | d122h | 1984-1985 | -63.0177 | 63.0177 | -61.3913 | 61.3913 | 141.182 | 79.3768
SE_S | d123a | 1984-1985 | -20.6697 | 20.6697 | -20.6697 | 20.6697 | 30.8757 | DE_N | d123a | 1984-1985 | -54.4587 | 54.4587 | -52.2719 | 52.2719 | 134.406 | 70.4425
SE_S | d123b | 1984-1985 | -20.1269 | 20.1269 | -20.1269 | 20.1269 | 34.9402 | DE_N | d123b | 1984-1985 | -55.8886 | 55.8886 | -53.5125 | 53.5125 | 135.783 | 72.3676
SE_S | d123c | 1984-1985 | -24.8063 | 24.8063 | -24.8063 | 24.8063 | 37.0711 | DE_N | d123c | 1984-1985 | -69.5336 | 69.5336 | -67.2495 | 67.2495 | 143.904 | 89.2085
SE_S | d123d | 1984-1985 | -28.5875 | 28.5875 | -28.5875 | 28.5875 | 41.0332 | DE_N | d123d | 1984-1985 | -79.6731 | 79.6731 | -76.722 | 76.722 | 170.643 | 102.553
SE_S | d123e | 1984-1985 | -29.0913 | 29.0913 | -29.0913 | 29.0913 | 41.9464 | DE_N | d123e | 1984-1985 | -85.1627 | 85.1627 | -77.6754 | 77.6754 | 189.747 | 114.13
SE_S | d123f | 1984-1985 | -29.0878 | 29.0878 | -29.0878 | 29.0878 | 40.7727 | DE_N | d123f | 1984-1985 | -80.0421 | 80.0421 | -77.5791 | 77.5791 | 158.855 | 102.687
SE_S | d123g | 1984-1985 | -27.8458 | 27.8458 | -27.8458 | 27.8458 | 38.8179 | DE_N | d123g | 1984-1985 | -76.0046 | 76.0046 | -73.8377 | 73.8377 | 144.6 | 97.4816
SE_S | d123h | 1984-1985 | -24.4725 | 24.4725 | -24.4725 | 24.4725 | 35.5434 | DE_N | d123h | 1984-1985 | -63.6227 | 63.6227 | -61.2036 | 61.2036 | 139.271 | 82.9789
SE_S | d124a | 1984-1985 | -20.5768 | 20.5768 | -20.5768 | 20.5768 | 34.4662 | DE_N | d124a | 1984-1985 | -53.6383 | 53.6383 | -50.9982 | 50.9982 | 135.498 | 71.9208
SE_S | d124b | 1984-1985 | -20.2869 | 20.2869 | -20.2869 | 20.2869 | 36.1393 | DE_N | d124b | 1984-1985 | -56.2785 | 56.2785 | -53.7511 | 53.7511 | 134.845 | 74.2555
SE_S | d124c | 1984-1985 | -24.3045 | 24.3045 | -24.3045 | 24.3045 | 37.3841 | DE_N | d124c | 1984-1985 | -67.0672 | 67.0672 | -64.8254 | 64.8254 | 136.478 | 86.2765
SE_S | d124d | 1984-1985 | -28.4616 | 28.4616 | -28.4616 | 28.4616 | 45.9047 | DE_N | d124d | 1984-1985 | -80.3045 | 80.3045 | -76.265 | 76.265 | 178.318 | 104.625
SE_S | d124e | 1984-1985 | -29.3323 | 29.3323 | -29.3323 | 29.3323 | 46.9 | DE_N | d124e | 1984-1985 | -84.7956 | 84.7956 | -78.7166 | 78.7166 | 187.966 | 112.455
SE_S | d124f | 1984-1985 | -29.8882 | 29.8882 | -29.8882 | 29.8882 | 35.9916 | DE_N | d124f | 1984-1985 | -81.1488 | 81.1488 | -80.9398 | 80.9398 | 130.638 | 83.8426
SE_S | d124g | 1984-1985 | -28.0637 | 28.0637 | -28.0637 | 28.0637 | 30.6267 | DE_N | d124g | 1984-1985 | -72.6756 | 72.6756 | -72.6756 | 72.6756 | 100.214 | 72.6756
SE_S | d124h | 1984-1985 | -24.5834 | 24.5834 | -24.5834 | 24.5834 | 25.8102 | DE_N | d124h | 1984-1985 | -59.6694 | 59.6694 | -59.4617 | 59.4617 | 109.445 | 62.0275
SE_S | d125a | 1984-1985 | -23.0378 | 23.0378 | -23.0378 | 23.0378 | 22.7476 | DE_N | d125a | 1984-1985 | -55.7317 | 55.7317 | -55.5212 | 55.5212 | 109.352 | 58.2166
SE_S | d125b | 1984-1985 | -22.8649 | 22.8649 | -22.8649 | 22.8649 | 22.5182 | DE_N | d125b | 1984-1985 | -58.3734 | 58.3734 | -58.1562 | 58.1562 | 120.684 | 61.5049
SE_S | d125c | 1984-1985 | -28.0095 | 28.0095 | -28.0095 | 28.0095 | 27.476 | DE_N | d125c | 1984-1985 | -70.3966 | 70.3966 | -70.1719 | 70.1719 | 133.846 | 75.9041
SE_S | d125d | 1984-1985 | -30.4923 | 30.4923 | -30.4923 | 30.4923 | 36.1057 | DE_N | d125d | 1984-1985 | -81.1577 | 81.1577 | -75.6823 | 75.6823 | 188.433 | 107.082
SE_S | d125e | 1984-1985 | -32.1674 | 32.1674 | -32.1674 | 32.1674 | 40.1489 | DE_N | d125e | 1984-1985 | -97.5152 | 97.5152 | -80.5057 | 80.5057 | 211.674 | 129.386
SE_S | d125f | 1984-1985 | -32.5052 | 32.5052 | -32.5052 | 32.5052 | 34.8749 | DE_N | d125f | 1984-1985 | -83.6261 | 83.6261 | -81.7757 | 81.7757 | 167.924 | 106.513
SE_S | d125g | 1984-1985 | -30.6066 | 30.6066 | -30.6066 | 30.6066 | 33.3472 | DE_N | d125g | 1984-1985 | -76.605 | 76.605 | -74.9193 | 74.9193 | 149.655 | 97.5078
SE_S | d125h | 1984-1985 | -25.398 | 25.398 | -25.398 | 25.398 | 31.0497 | DE_N | d125h | 1984-1985 | -59.7229 | 59.7229 | -57.8829 | 57.8829 | 137.255 | 77.0981
SE_S | d126a | 1984-1985 | -22.7739 | 22.7739 | -22.7739 | 22.7739 | 27.1022 | DE_N | d126a | 1984-1985 | -55.3573 | 55.3573 | -53.5785 | 53.5785 | 125.498 | 70.9731
SE_S | d126b | 1984-1985 | -22.5542 | 22.5542 | -22.5542 | 22.5542 | 26.5082 | DE_N | d126b | 1984-1985 | -58.0259 | 58.0259 | -56.2232 | 56.2232 | 126.822 | 73.1659
SE_S | d126c | 1984-1985 | -27.3795 | 27.3795 | -27.3795 | 27.3795 | 28.8051 | DE_N | d126c | 1984-1985 | -69.5695 | 69.5695 | -67.7686 | 67.7686 | 136.97 | 86.0094
SE_S | d126d | 1984-1985 | -28.9794 | 28.9794 | -28.9794 | 28.9794 | 34.9473 | DE_N | d126d | 1984-1985 | -80.3137 | 80.3137 | -71.3185 | 71.3185 | 189.842 | 109.908
SE_S | d126e | 1984-1985 | -29.3193 | 29.3193 | -29.3193 | 29.3193 | 37.7962 | DE_N | d126e | 1984-1985 | -115.78 | 115.78 | -71.0115 | 71.0115 | 203.176 | 122.454
SE_S | d126f | 1984-1985 | -29.5524 | 29.5524 | -29.5524 | 29.5524 | 30.3963 | DE_N | d126f | 1984-1985 | -74.8335 | 74.8335 | -71.2614 | 71.2614 | 171.95 | 97.5509
SE_S | d126g | 1984-1985 | -28.8504 | 28.8504 | -28.8504 | 28.8504 | 30.8765 | DE_N | d126g | 1984-1985 | -71.8242 | 71.8242 | -69.3856 | 69.3856 | 148.055 | 92.2145
SE_S | d126h | 1984-1985 | -24.7036 | 24.7036 | -24.7036 | 24.7036 | 28.245 | DE_N | d126h | 1984-1985 | -56.9165 | 56.9165 | -54.4323 | 54.4323 | 136.82 | 76.2196
SE_S | d127a | 1984-1985 | -21.8884 | 21.8884 | -21.8884 | 21.8884 | 24.4772 | DE_N | d127a | 1984-1985 | -51.9996 | 51.9996 | -49.6302 | 49.6302 | 129.345 | 70.6435
SE_S | d127b | 1984-1985 | -21.4474 | 21.4474 | -21.4474 | 21.4474 | 22.6273 | DE_N | d127b | 1984-1985 | -53.1481 | 53.1481 | -50.8293 | 50.8293 | 129.833 | 71.5834
SE_S | d127c | 1984-1985 | -23.5752 | 23.5752 | -23.5752 | 23.5752 | 22.9224 | DE_N | d127c | 1984-1985 | -58.3365 | 58.3365 | -56.1222 | 56.1222 | 131.402 | 76.2991
SE_S | d127d | 1984-1985 | -26.3284 | 26.3284 | -26.3284 | 26.3284 | 27.0328 | DE_N | d127d | 1984-1985 | -66.9806 | 66.9806 | -60.796 | 60.796 | 169.877 | 87.6442
SE_S | d127e | 1984-1985 | -26.8583 | 26.8583 | -26.8583 | 26.8583 | 28.2727 | DE_N | d127e | 1984-1985 | -83.471 | 83.471 | -60.7025 | 60.7025 | 181.605 | 92.8023
SE_S | d127f | 1984-1985 | -28.8827 | 28.8827 | -28.8827 | 28.8827 | 20.388 | DE_N | d127f | 1984-1985 | -67.4541 | 67.4541 | -66.055 | 66.055 | 141.78 | 86.4537
SE_S | d127g | 1984-1985 | -29.0894 | 29.0894 | -29.0894 | 29.0894 | 21.5735 | DE_N | d127g | 1984-1985 | -66.309 | 66.309 | -65.3413 | 65.3413 | 126.975 | 84.169
SE_S | d127h | 1984-1985 | -25.7101 | 25.7101 | -25.7101 | 25.7101 | 17.6647 | DE_N | d127h | 1984-1985 | -55.9504 | 55.9504 | -54.7341 | 54.7341 | 120.078 | 71.4486
SE_S | d128a | 1984-1985 | -22.0477 | 22.0477 | -22.0477 | 22.0477 | 15.839 | DE_N | d128a | 1984-1985 | -50.4083 | 50.4083 | -49.0882 | 49.0882 | 118.555 | 63.6231
SE_S | d128b | 1984-1985 | -21.5403 | 21.5403 | -21.5403 | 21.5403 | 17.8536 | DE_N | d128b | 1984-1985 | -51.3293 | 51.3293 | -49.9049 | 49.9049 | 126.759 | 65.142
SE_S | d128c | 1984-1985 | -24.6059 | 24.6059 | -24.6059 | 24.6059 | 20.3091 | DE_N | d128c | 1984-1985 | -59.7305 | 59.7305 | -58.278 | 58.278 | 136.263 | 77.666
SE_S | d128d | 1984-1985 | -28.6059 | 28.6059 | -28.6059 | 28.6059 | 28.1221 | DE_N | d128d | 1984-1985 | -71.2024 | 71.2024 | -68.2916 | 68.2916 | 174.766 | 93.6339
SE_S | d128e | 1984-1985 | -28.4257 | 28.4257 | -28.4257 | 28.4257 | 32.1035 | DE_N | d128e | 1984-1985 | -91.3713 | 91.3713 | -67.4768 | 67.4768 | 203.056 | 113.233
SE_S | d128f | 1984-1985 | -29.5708 | 29.5708 | -29.5708 | 29.5708 | 30.3471 | DE_N | d128f | 1984-1985 | -72.9196 | 72.9196 | -71.262 | 71.262 | 166.798 | 94.8941
SE_S | d128g | 1984-1985 | -29.6364 | 29.6364 | -29.6363 | 29.6363 | 31.7269 | DE_N | d128g | 1984-1985 | -70.2584 | 70.2584 | -68.9299 | 68.9299 | 148.386 | 90.6537
SE_S | d128h | 1984-1985 | -25.9786 | 25.9786 | -25.9786 | 25.9786 | 31.875 | DE_N | d128h | 1984-1985 | -57.3185 | 57.3185 | -56.0068 | 56.0068 | 139.892 | 74.647
SE_S | d129a | 1984-1985 | -22.8626 | 22.8626 | -22.8625 | 22.8625 | 29.4386 | DE_N | d129a | 1984-1985 | -53.7432 | 53.7432 | -52.527 | 52.527 | 135.138 | 67.9141
SE_S | d129b | 1984-1985 | -22.8 | 22.8 | -22.8 | 22.8 | 31.2535 | DE_N | d129b | 1984-1985 | -55.9462 | 55.9462 | -55.2269 | 55.2269 | 128.118 | 66.2937
SE_S | d129c | 1984-1985 | -29.2755 | 29.2755 | -29.2755 | 29.2755 | 35.7707 | DE_N | d129c | 1984-1985 | -72.5506 | 72.5506 | -72.3297 | 72.3297 | 130.797 | 81.8372
SE_S | d129d | 1984-1985 | -31.3436 | 31.3436 | -31.3436 | 31.3436 | 41.9036 | DE_N | d129d | 1984-1985 | -77.8653 | 77.8653 | -77.6418 | 77.6418 | 155.628 | 91.0109
SE_S | d129e | 1984-1985 | -31.5436 | 31.5436 | -31.5436 | 31.5436 | 44.5867 | DE_N | d129e | 1984-1985 | -78.6737 | 78.6737 | -78.4527 | 78.4527 | 158.134 | 91.6619
SE_S | d129f | 1984-1985 | -32.2511 | 32.2511 | -32.2511 | 32.2511 | 39.0764 | DE_N | d129f | 1984-1985 | -80.8722 | 80.8722 | -80.8722 | 80.8722 | 101.583 | 80.8722
SE_S | d129g | 1984-1985 | -31.1089 | 31.1089 | -31.1089 | 31.1089 | 34.2898 | DE_N | d129g | 1984-1985 | -76.3309 | 76.3309 | -76.3309 | 76.3309 | 80.5485 | 76.3309
SE_S | d129h | 1984-1985 | -26.2297 | 26.2297 | -26.2297 | 26.2297 | 29.3995 | DE_N | d129h | 1984-1985 | -59.0373 | 59.0373 | -59.0373 | 59.0373 | 69.7348 | 59.0373
SE_S | d130a | 1984-1985 | -22.9954 | 22.9954 | -22.9954 | 22.9954 | 24.6595 | DE_N | d130a | 1984-1985 | -53.099 | 53.099 | -53.099 | 53.099 | 64.8336 | 53.099
SE_S | d130b | 1984-1985 | -22.9975 | 22.9975 | -22.9975 | 22.9975 | 22.3488 | DE_N | d130b | 1984-1985 | -55.1956 | 55.1956 | -55.1956 | 55.1956 | 69.2508 | 55.1956
SE_S | d130c | 1984-1985 | -29.6247 | 29.6247 | -29.6247 | 29.6247 | 22.8723 | DE_N | d130c | 1984-1985 | -71.3153 | 71.3153 | -71.3153 | 71.3153 | 86.4881 | 71.3153
SE_S | d130d | 1984-1985 | -31.4297 | 31.4297 | -31.4297 | 31.4297 | 31.6447 | DE_N | d130d | 1984-1985 | -76.5899 | 76.5899 | -76.5899 | 76.5899 | 121.42 | 76.5899
SE_S | d130e | 1984-1985 | -32.2379 | 32.2379 | -32.2379 | 32.2379 | 35.1523 | DE_N | d130e | 1984-1985 | -80.5681 | 80.5681 | -80.5681 | 80.5681 | 142.876 | 80.5681
SE_S | d130f | 1984-1985 | -32.5358 | 32.5358 | -32.5358 | 32.5358 | 24.4322 | DE_N | d130f | 1984-1985 | -80.9726 | 80.9726 | -80.9726 | 80.9726 | 130.782 | 80.9726
SE_S | d130g | 1984-1985 | -31.6917 | 31.6917 | -31.6917 | 31.6917 | 22.9089 | DE_N | d130g | 1984-1985 | -76.3508 | 76.3508 | -76.3508 | 76.3508 | 127.692 | 76.3508
SE_S | d130h | 1984-1985 | -26.4453 | 26.4453 | -26.4453 | 26.4453 | 20.4605 | DE_N | d130h | 1984-1985 | -58.4081 | 58.4081 | -58.4081 | 58.4081 | 114.341 | 58.4081
SE_S | d131a | 1984-1985 | -23.2195 | 23.2195 | -23.2195 | 23.2195 | 19.3903 | DE_N | d131a | 1984-1985 | -53.0001 | 53.0001 | -53.0001 | 53.0001 | 101.335 | 53.0001
SE_S | d131b | 1984-1985 | -23.0605 | 23.0605 | -23.0605 | 23.0605 | 20.7496 | DE_N | d131b | 1984-1985 | -55.7735 | 55.7735 | -55.7735 | 55.7735 | 95.4161 | 55.7735
SE_S | d131c | 1984-1985 | -28.9365 | 28.9365 | -28.9365 | 28.9365 | 21.8841 | DE_N | d131c | 1984-1985 | -69.4359 | 69.4359 | -69.4359 | 69.4359 | 93.5697 | 69.4359
SE_S | d131d | 1984-1985 | -31.4037 | 31.4037 | -31.4037 | 31.4037 | 23.3536 | DE_N | d131d | 1984-1985 | -75.9522 | 75.9522 | -75.9522 | 75.9522 | 115.865 | 75.9522
SE_S | d131e | 1984-1985 | -32.3302 | 32.3302 | -32.3302 | 32.3302 | 21.9349 | DE_N | d131e | 1984-1985 | -78.968 | 78.968 | -78.968 | 78.968 | 129.235 | 78.968
SE_S | d131f | 1984-1985 | -32.376 | 32.376 | -32.376 | 32.376 | 19.9987 | DE_N | d131f | 1984-1985 | -78.8816 | 78.8816 | -78.8816 | 78.8816 | 102.235 | 78.8816
SE_S | d131g | 1984-1985 | -30.8027 | 30.8027 | -30.8027 | 30.8027 | 19.2015 | DE_N | d131g | 1984-1985 | -73.3967 | 73.3967 | -73.3967 | 73.3967 | 91.2913 | 73.3967
SE_S | d131h | 1984-1985 | -26.0535 | 26.0535 | -26.0535 | 26.0535 | 13.7824 | DE_N | d131h | 1984-1985 | -57.6152 | 57.6152 | -57.6152 | 57.6152 | 79.0149 | 57.6152
SE_S | d132a | 1984-1985 | -22.9624 | 22.9624 | -22.9624 | 22.9624 | 10.7445 | DE_N | d132a | 1984-1985 | -52.6364 | 52.6364 | -52.6364 | 52.6364 | 74.331 | 52.6364
SE_S | d132b | 1984-1985 | -22.6938 | 22.6938 | -22.6938 | 22.6938 | 11.1274 | DE_N | d132b | 1984-1985 | -55.0806 | 55.0806 | -55.0806 | 55.0806 | 81.8616 | 55.0806
SE_S | d132c | 1984-1985 | -27.9063 | 27.9063 | -27.9063 | 27.9063 | 14.9057 | DE_N | d132c | 1984-1985 | -67.1102 | 67.1102 | -67.1102 | 67.1102 | 97.6787 | 67.1102
SE_S | d132d | 1984-1985 | -30.159 | 30.159 | -30.159 | 30.159 | 17.9769 | DE_N | d132d | 1984-1985 | -72.455 | 72.455 | -71.8971 | 71.8971 | 150.709 | 88.528
SE_S | d132e | 1984-1985 | -31.8483 | 31.8483 | -31.8483 | 31.8483 | 20.1023 | DE_N | d132e | 1984-1985 | -78.1738 | 78.1738 | -77.2952 | 77.2952 | 175.141 | 99.2168
SE_S | d132f | 1984-1985 | -31.9397 | 31.9397 | -31.9397 | 31.9397 | 20.283 | DE_N | d132f | 1984-1985 | -78.8151 | 78.8151 | -78.0134 | 78.0134 | 153.876 | 99.5938
SE_S | d132g | 1984-1985 | -29.8276 | 29.8276 | -29.8276 | 29.8276 | 23.9356 | DE_N | d132g | 1984-1985 | -71.4253 | 71.4253 | -70.5786 | 70.5786 | 144.215 | 88.4548
SE_S | d132h | 1984-1985 | -25.9584 | 25.9584 | -25.9584 | 25.9584 | 25.5709 | DE_N | d132h | 1984-1985 | -58.7802 | 58.7802 | -57.5717 | 57.5717 | 139.759 | 75.5362
SE_S | d133a | 1984-1985 | -22.7502 | 22.7502 | -22.7502 | 22.7502 | 27.6816 | DE_N | d133a | 1984-1985 | -52.7344 | 52.7344 | -51.3135 | 51.3135 | 134.94 | 69.6765
SE_S | d133b | 1984-1985 | -22.6122 | 22.6122 | -22.6122 | 22.6122 | 29.5976 | DE_N | d133b | 1984-1985 | -55.2935 | 55.2935 | -53.7533 | 53.7533 | 136.638 | 73.0362
SE_S | d133c | 1984-1985 | -27.6198 | 27.6198 | -27.6198 | 27.6198 | 32.1612 | DE_N | d133c | 1984-1985 | -66.9403 | 66.9403 | -65.3047 | 65.3047 | 146.398 | 85.8047
SE_S | d133d | 1984-1985 | -29.5562 | 29.5562 | -29.5562 | 29.5562 | 36.4716 | DE_N | d133d | 1984-1985 | -73.1162 | 73.1162 | -71.1711 | 71.1711 | 162.117 | 94.2869
SE_S | d133e | 1984-1985 | -29.9427 | 29.9427 | -29.9427 | 29.9427 | 36.8047 | DE_N | d133e | 1984-1985 | -74.0889 | 74.0889 | -71.8498 | 71.8498 | 169.531 | 96.2734
SE_S | d133f | 1984-1985 | -29.9343 | 29.9343 | -29.9343 | 29.9343 | 34.3777 | DE_N | d133f | 1984-1985 | -73.9835 | 73.9835 | -71.9425 | 71.9425 | 158.812 | 95.2009
SE_S | d133g | 1984-1985 | -29.5167 | 29.5167 | -29.5167 | 29.5167 | 34.7787 | DE_N | d133g | 1984-1985 | -71.8188 | 71.8188 | -69.8154 | 69.8154 | 151.833 | 92.6277
SE_S | d133h | 1984-1985 | -25.232 | 25.232 | -25.232 | 25.232 | 33.0036 | DE_N | d133h | 1984-1985 | -56.8612 | 56.8612 | -54.6667 | 54.6667 | 144.049 | 77.4788
SE_S | d134a | 1984-1985 | -21.958 | 21.958 | -21.958 | 21.958 | 32.2693 | DE_N | d134a | 1984-1985 | -50.7333 | 50.7333 | -48.4109 | 48.4109 | 141.333 | 71.3914
SE_S | d134b | 1984-1985 | -21.5787 | 21.5787 | -21.5787 | 21.5787 | 32.3567 | DE_N | d134b | 1984-1985 | -50.7057 | 50.7057 | -48.3703 | 48.3703 | 141.312 | 71.2142
SE_S | d134c | 1984-1985 | -23.8213 | 23.8213 | -23.8213 | 23.8213 | 32.6589 | DE_N | d134c | 1984-1985 | -56.8093 | 56.8093 | -54.5885 | 54.5885 | 143.698 | 77.1583
SE_S | d134d | 1984-1985 | -26.7449 | 26.7449 | -26.7449 | 26.7449 | 37.202 | DE_N | d134d | 1984-1985 | -63.0856 | 63.0856 | -60.8377 | 60.8377 | 153.069 | 83.6784
SE_S | d134e | 1984-1985 | -27.375 | 27.375 | -27.375 | 27.375 | 38.4885 | DE_N | d134e | 1984-1985 | -64.0673 | 64.0673 | -61.7891 | 61.7891 | 157.867 | 84.831
SE_S | d134f | 1984-1985 | -28.5569 | 28.5569 | -28.5569 | 28.5569 | 31.782 | DE_N | d134f | 1984-1985 | -67.0835 | 67.0835 | -65.3902 | 65.3902 | 143.32 | 87.0336
SE_S | d134g | 1984-1985 | -28.9304 | 28.9304 | -28.9304 | 28.9304 | 30.1495 | DE_N | d134g | 1984-1985 | -66.3866 | 66.3866 | -64.8813 | 64.8813 | 135.733 | 85.6729
SE_S | d134h | 1984-1985 | -25.4961 | 25.4961 | -25.4961 | 25.4961 | 29.8524 | DE_N | d134h | 1984-1985 | -55.0152 | 55.0152 | -53.439 | 53.439 | 127.742 | 72.6203
SE_S | d135a | 1984-1985 | -22.2846 | 22.2846 | -22.2846 | 22.2846 | 28.1938 | DE_N | d135a | 1984-1985 | -50.7895 | 50.7895 | -49.2201 | 49.2201 | 121.785 | 67.1785
SE_S | d135b | 1984-1985 | -21.9572 | 21.9572 | -21.9572 | 21.9572 | 27.4508 | DE_N | d135b | 1984-1985 | -51.349 | 51.349 | -49.7502 | 49.7502 | 122.939 | 67.7803
SE_S | d135c | 1984-1985 | -25.4051 | 25.4051 | -25.4051 | 25.4051 | 29.5385 | DE_N | d135c | 1984-1985 | -60.8225 | 60.8225 | -59.1947 | 59.1947 | 133.476 | 79.979
SE_S | d135d | 1984-1985 | -29.2319 | 29.2319 | -29.2319 | 29.2319 | 33.6874 | DE_N | d135d | 1984-1985 | -68.9309 | 68.9309 | -67.0199 | 67.0199 | 149.394 | 89.9143
SE_S | d135e | 1984-1985 | -29.9793 | 29.9793 | -29.9793 | 29.9793 | 33.5499 | DE_N | d135e | 1984-1985 | -70.733 | 70.733 | -67.6918 | 67.6918 | 167.571 | 92.558
SE_S | d135f | 1984-1985 | -30.9788 | 30.9788 | -30.9788 | 30.9788 | 31.4662 | DE_N | d135f | 1984-1985 | -73.3129 | 73.3129 | -70.7669 | 70.7669 | 155.504 | 95.154
SE_S | d135g | 1984-1985 | -30.4418 | 30.4418 | -30.4418 | 30.4418 | 33.6126 | DE_N | d135g | 1984-1985 | -70.8224 | 70.8224 | -68.1603 | 68.1603 | 150.324 | 92.0612
SE_S | d135h | 1984-1985 | -26.3148 | 26.3148 | -26.3148 | 26.3148 | 34.0378 | DE_N | d135h | 1984-1985 | -58.9021 | 58.9021 | -55.5243 | 55.5243 | 145.926 | 79.5613
SE_S | d136a | 1984-1985 | -23.2729 | 23.2729 | -23.2729 | 23.2729 | 33.1996 | DE_N | d136a | 1984-1985 | -56.2324 | 56.2324 | -52.3433 | 52.3433 | 144.501 | 76.713
SE_S | d136b | 1984-1985 | -23.0381 | 23.0381 | -23.0381 | 23.0381 | 33.666 | DE_N | d136b | 1984-1985 | -58.9353 | 58.9353 | -54.7693 | 54.7693 | 145.765 | 79.301
SE_S | d136c | 1984-1985 | -29.5939 | 29.5939 | -29.5939 | 29.5939 | 37.006 | DE_N | d136c | 1984-1985 | -75.0094 | 75.0094 | -71.0543 | 71.0543 | 153.858 | 95.6095
SE_S | d136d | 1984-1985 | -31.9094 | 31.9094 | -31.9094 | 31.9094 | 42.603 | DE_N | d136d | 1984-1985 | -100.771 | 100.771 | -75.8056 | 75.8056 | 191.378 | 105.672
SE_S | d136e | 1984-1985 | -31.9494 | 31.9494 | -31.9494 | 31.9494 | 45.3891 | DE_N | d136e | 1984-1985 | -151.023 | 151.023 | -75.9873 | 75.9873 | 196.089 | 106.775
SE_S | d136f | 1984-1985 | -32.8037 | 32.8037 | -32.8037 | 32.8037 | 40.1589 | DE_N | d136f | 1984-1985 | -85.264 | 85.264 | -78.1057 | 78.1057 | 179.274 | 105.369
SE_S | d136g | 1984-1985 | -31.6875 | 31.6875 | -31.6875 | 31.6875 | 38.3815 | DE_N | d136g | 1984-1985 | -78.2249 | 78.2249 | -74.0874 | 74.0874 | 154.907 | 99.0497
SE_S | d136h | 1984-1985 | -26.7704 | 26.7704 | -26.7704 | 26.7704 | 36.2234 | DE_N | d136h | 1984-1985 | -62.3413 | 62.3413 | -57.8623 | 57.8623 | 144.135 | 82.5608
SE_S | d137a | 1984-1985 | -23.5905 | 23.5905 | -23.5905 | 23.5905 | 34.7646 | DE_N | d137a | 1984-1985 | -57.5355 | 57.5355 | -53.1482 | 53.1482 | 138.834 | 77.6195
SE_S | d137b | 1984-1985 | -23.5612 | 23.5612 | -23.5612 | 23.5612 | 33.4948 | DE_N | d137b | 1984-1985 | -59.9284 | 59.9284 | -55.3981 | 55.3981 | 142.736 | 79.9363
SE_S | d137c | 1984-1985 | -30.093 | 30.093 | -30.093 | 30.093 | 34.3008 | DE_N | d137c | 1984-1985 | -74.7562 | 74.7562 | -70.6731 | 70.6731 | 151.294 | 95.0986
SE_S | d137d | 1984-1985 | -32.0623 | 32.0623 | -32.0623 | 32.0623 | 47.586 | DE_N | d137d | 1984-1985 | -104.972 | 104.972 | -75.334 | 75.334 | 190.626 | 104.821
SE_S | d137e | 1984-1985 | -31.8479 | 31.8479 | -31.8479 | 31.8479 | 57.4988 | DE_N | d137e | 1984-1985 | -145.973 | 145.973 | -75.6728 | 75.6728 | 192.15 | 105.896
SE_S | d137f | 1984-1985 | -32.4361 | 32.4361 | -32.4361 | 32.4361 | 39.9135 | DE_N | d137f | 1984-1985 | -81.5116 | 81.5116 | -76.7266 | 76.7266 | 169.245 | 102.348
SE_S | d137g | 1984-1985 | -32.6059 | 32.6059 | -32.6059 | 32.6059 | 36.1083 | DE_N | d137g | 1984-1985 | -78.668 | 78.668 | -76.0209 | 76.0209 | 146.681 | 99.7997
SE_S | d137h | 1984-1985 | -26.8577 | 26.8577 | -26.8577 | 26.8577 | 32.7426 | DE_N | d137h | 1984-1985 | -60.2828 | 60.2828 | -56.763 | 56.763 | 137.84 | 80.523
SE_S | d138a | 1984-1985 | -23.6932 | 23.6932 | -23.6932 | 23.6932 | 29.5878 | DE_N | d138a | 1984-1985 | -56.6268 | 56.6268 | -52.8716 | 52.8716 | 137.204 | 76.7653
SE_S | d138b | 1984-1985 | -23.7257 | 23.7257 | -23.7257 | 23.7257 | 29.3461 | DE_N | d138b | 1984-1985 | -59.485 | 59.485 | -55.4681 | 55.4681 | 142.081 | 79.613
SE_S | d138c | 1984-1985 | -29.898 | 29.898 | -29.8979 | 29.8979 | 31.0376 | DE_N | d138c | 1984-1985 | -73.3528 | 73.3528 | -69.4529 | 69.4529 | 151.276 | 93.7228
SE_S | d138d | 1984-1985 | -31.9074 | 31.9074 | -31.9074 | 31.9074 | 42.9492 | DE_N | d138d | 1984-1985 | -101.959 | 101.959 | -75.4835 | 75.4835 | 191.388 | 104.979
SE_S | d138e | 1984-1985 | -32.5672 | 32.5672 | -32.5672 | 32.5672 | 49.8124 | DE_N | d138e | 1984-1985 | -152.205 | 152.205 | -79.334 | 79.334 | 198.735 | 110.183
SE_S | d138f | 1984-1985 | -32.7549 | 32.7549 | -32.7549 | 32.7549 | 35.5207 | DE_N | d138f | 1984-1985 | -84.8909 | 84.8909 | -78.6678 | 78.6678 | 179.294 | 105.486
SE_S | d138g | 1984-1985 | -31.7452 | 31.7452 | -31.7452 | 31.7452 | 31.98 | DE_N | d138g | 1984-1985 | -76.7621 | 76.7621 | -73.1721 | 73.1721 | 153.347 | 97.6709
SE_S | d138h | 1984-1985 | -27.149 | 27.149 | -27.149 | 27.149 | 30.4589 | DE_N | d138h | 1984-1985 | -61.3064 | 61.3064 | -57.5201 | 57.5201 | 143.811 | 81.8507
SE_S | d139a | 1984-1985 | -23.825 | 23.825 | -23.8249 | 23.8249 | 30.6582 | DE_N | d139a | 1984-1985 | -57.0936 | 57.0936 | -53.4464 | 53.4464 | 139.545 | 77.5755
SE_S | d139b | 1984-1985 | -23.7901 | 23.7901 | -23.7901 | 23.7901 | 32.4589 | DE_N | d139b | 1984-1985 | -58.6501 | 58.6501 | -55.1078 | 55.1078 | 140.81 | 79.1569
SE_S | d139c | 1984-1985 | -29.6132 | 29.6132 | -29.6132 | 29.6132 | 35.7167 | DE_N | d139c | 1984-1985 | -70.959 | 70.959 | -67.7017 | 67.7017 | 148.35 | 91.6651
SE_S | d139d | 1984-1985 | -32.2889 | 32.2889 | -32.2889 | 32.2889 | 44.4664 | DE_N | d139d | 1984-1985 | -81.1858 | 81.1858 | -74.9036 | 74.9036 | 180.665 | 102.065
SE_S | d139e | 1984-1985 | -33.0135 | 33.0135 | -33.0135 | 33.0135 | 52.5047 | DE_N | d139e | 1984-1985 | -112.135 | 112.135 | -78.1907 | 78.1907 | 198.678 | 110.45
SE_S | d139f | 1984-1985 | -33.4791 | 33.4791 | -33.4791 | 33.4791 | 40.5307 | DE_N | d139f | 1984-1985 | -82.043 | 82.043 | -79.3398 | 79.3398 | 168.695 | 104.199
SE_S | d139g | 1984-1985 | -32.278 | 32.278 | -32.278 | 32.278 | 36.1986 | DE_N | d139g | 1984-1985 | -75.6208 | 75.6208 | -73.8869 | 73.8869 | 148.625 | 96.2708
SE_S | d139h | 1984-1985 | -27.1499 | 27.1499 | -27.1499 | 27.1499 | 33.9959 | DE_N | d139h | 1984-1985 | -59.0416 | 59.0416 | -57.2727 | 57.2727 | 138.272 | 78.4011
SE_S | d140a | 1984-1985 | -23.4548 | 23.4548 | -23.4548 | 23.4548 | 32.7799 | DE_N | d140a | 1984-1985 | -53.3676 | 53.3676 | -51.6279 | 51.6279 | 134.903 | 72.1714
SE_S | d140b | 1984-1985 | -23.6453 | 23.6453 | -23.6453 | 23.6453 | 31.7132 | DE_N | d140b | 1984-1985 | -55.5852 | 55.5852 | -53.9406 | 53.9406 | 133.657 | 73.9025
SE_S | d140c | 1984-1985 | -29.6357 | 29.6357 | -29.6357 | 29.6357 | 32.9485 | DE_N | d140c | 1984-1985 | -68.7656 | 68.7656 | -67.2476 | 67.2476 | 139.975 | 87.0451
SE_S | d140d | 1984-1985 | -30.7855 | 30.7855 | -30.7855 | 30.7855 | 40.4243 | DE_N | d140d | 1984-1985 | -72.3117 | 72.3117 | -70.6454 | 70.6454 | 157.943 | 91.9752
SE_S | d140e | 1984-1985 | -31.7551 | 31.7551 | -31.7551 | 31.7551 | 43.0468 | DE_N | d140e | 1984-1985 | -77.6876 | 77.6876 | -75.9437 | 75.9437 | 170.382 | 98.5476
SE_S | d140f | 1984-1985 | -32.0662 | 32.0662 | -32.0662 | 32.0662 | 34.6912 | DE_N | d140f | 1984-1985 | -77.7576 | 77.7576 | -76.3103 | 76.3103 | 150.601 | 97.7845
SE_S | d140g | 1984-1985 | -31.3247 | 31.3247 | -31.3247 | 31.3247 | 32.9108 | DE_N | d140g | 1984-1985 | -73.3423 | 73.3423 | -71.9132 | 71.9132 | 145.355 | 92.7362
SE_S | d140h | 1984-1985 | -26.5203 | 26.5203 | -26.5202 | 26.5202 | 32.5792 | DE_N | d140h | 1984-1985 | -57.2973 | 57.2973 | -55.7567 | 55.7567 | 138.78 | 76.4666
SE_S | d141a | 1984-1985 | -22.666 | 22.666 | -22.666 | 22.666 | 32.897 | DE_N | d141a | 1984-1985 | -52.8127 | 52.8127 | -51.2327 | 51.2327 | 137.778 | 72.2668
SE_S | d141b | 1984-1985 | -22.5397 | 22.5397 | -22.5397 | 22.5397 | 33.1861 | DE_N | d141b | 1984-1985 | -53.7622 | 53.7622 | -52.1488 | 52.1488 | 142.028 | 73.7063
SE_S | d141c | 1984-1985 | -24.6496 | 24.6496 | -24.6496 | 24.6496 | 34.1016 | DE_N | d141c | 1984-1985 | -58.3575 | 58.3575 | -56.7748 | 56.7748 | 145.605 | 78.8073
SE_S | d141d | 1984-1985 | -27.7856 | 27.7856 | -27.7856 | 27.7856 | 37.8717 | DE_N | d141d | 1984-1985 | -63.8266 | 63.8266 | -62.2341 | 62.2341 | 155.127 | 85.8345
SE_S | d141e | 1984-1985 | -28.9109 | 28.9109 | -28.9109 | 28.9109 | 40.5439 | DE_N | d141e | 1984-1985 | -67.2437 | 67.2437 | -65.6306 | 65.6306 | 163.612 | 90.3063
SE_S | d141f | 1984-1985 | -30.5881 | 30.5881 | -30.5881 | 30.5881 | 35.6863 | DE_N | d141f | 1984-1985 | -72.0796 | 72.0796 | -70.8337 | 70.8337 | 153.82 | 93.8421
SE_S | d141g | 1984-1985 | -31.2171 | 31.2171 | -31.2171 | 31.2171 | 35.3526 | DE_N | d141g | 1984-1985 | -71.8769 | 71.8769 | -70.7672 | 70.7672 | 148.831 | 93.6321
SE_S | d141h | 1984-1985 | -27.0911 | 27.0911 | -27.0911 | 27.0911 | 34.5182 | DE_N | d141h | 1984-1985 | -56.8409 | 56.8409 | -55.7328 | 55.7328 | 138.25 | 76.2396
SE_S | d142a | 1984-1985 | -22.8874 | 22.8874 | -22.8874 | 22.8874 | 33.7612 | DE_N | d142a | 1984-1985 | -51.842 | 51.842 | -50.7575 | 50.7575 | 134.867 | 69.8468
SE_S | d142b | 1984-1985 | -22.7287 | 22.7287 | -22.7287 | 22.7287 | 34.0603 | DE_N | d142b | 1984-1985 | -52.536 | 52.536 | -51.4999 | 51.4999 | 136.034 | 70.2564
SE_S | d142c | 1984-1985 | -26.1015 | 26.1015 | -26.1014 | 26.1014 | 35.3058 | DE_N | d142c | 1984-1985 | -60.8858 | 60.8858 | -59.9513 | 59.9513 | 142.103 | 80.5617
SE_S | d142d | 1984-1985 | -30.023 | 30.023 | -30.023 | 30.023 | 40.1961 | DE_N | d142d | 1984-1985 | -70.1174 | 70.1174 | -69.2554 | 69.2554 | 152.713 | 91.6143
SE_S | d142e | 1984-1985 | -30.4975 | 30.4975 | -30.4975 | 30.4975 | 42.9152 | DE_N | d142e | 1984-1985 | -73.2187 | 73.2187 | -72.4025 | 72.4025 | 160.962 | 95.3071
SE_S | d142f | 1984-1985 | -31.3763 | 31.3763 | -31.3763 | 31.3763 | 38.1968 | DE_N | d142f | 1984-1985 | -75.176 | 75.176 | -74.6094 | 74.6094 | 152.205 | 95.7713
SE_S | d142g | 1984-1985 | -31.1683 | 31.1683 | -31.1683 | 31.1683 | 36.8552 | DE_N | d142g | 1984-1985 | -72.8919 | 72.8919 | -72.3501 | 72.3501 | 148.282 | 92.3524
SE_S | d142h | 1984-1985 | -26.5728 | 26.5728 | -26.5728 | 26.5728 | 34.5329 | DE_N | d142h | 1984-1985 | -55.8081 | 55.8081 | -55.2649 | 55.2649 | 135.027 | 69.7325
SE_S | d143a | 1984-1985 | -23.4676 | 23.4676 | -23.4676 | 23.4676 | 32.5398 | DE_N | d143a | 1984-1985 | -54.2438 | 54.2438 | -53.7187 | 53.7187 | 130.953 | 65.8699
SE_S | d143b | 1984-1985 | -23.6332 | 23.6332 | -23.6332 | 23.6332 | 31.7713 | DE_N | d143b | 1984-1985 | -56.4792 | 56.4792 | -55.9929 | 55.9929 | 131.709 | 67.3809
SE_S | d143c | 1984-1985 | -30.4355 | 30.4355 | -30.4355 | 30.4355 | 30.788 | DE_N | d143c | 1984-1985 | -72.1774 | 72.1774 | -72.0958 | 72.0958 | 131.858 | 72.501
SE_S | d143d | 1984-1985 | -33.1683 | 33.1683 | -33.1683 | 33.1683 | 30.9056 | DE_N | d143d | 1984-1985 | -79.0341 | 79.0341 | -78.9545 | 78.9545 | 139.483 | 79.3482
SE_S | d143e | 1984-1985 | -33.6433 | 33.6433 | -33.6433 | 33.6433 | 29.1208 | DE_N | d143e | 1984-1985 | -80.5146 | 80.5146 | -80.4361 | 80.4361 | 144.234 | 80.8229
SE_S | d143f | 1984-1985 | -34.1577 | 34.1577 | -34.1577 | 34.1577 | 27.7042 | DE_N | d143f | 1984-1985 | -82.5934 | 82.5934 | -82.5934 | 82.5934 | 109.285 | 82.5934
SE_S | d143g | 1984-1985 | -33.0088 | 33.0088 | -33.0088 | 33.0088 | 27.1175 | DE_N | d143g | 1984-1985 | -77.5826 | 77.5826 | -77.5826 | 77.5826 | 101.365 | 77.5826
SE_S | d143h | 1984-1985 | -27.3718 | 27.3718 | -27.3718 | 27.3718 | 23.3254 | DE_N | d143h | 1984-1985 | -59.3644 | 59.3644 | -59.3644 | 59.3644 | 79.8947 | 59.3644
SE_S | d144a | 1984-1985 | -23.694 | 23.694 | -23.694 | 23.694 | 19.6511 | DE_N | d144a | 1984-1985 | -54.1722 | 54.1722 | -54.1722 | 54.1722 | 67.4182 | 54.1722
SE_S | d144b | 1984-1985 | -23.7792 | 23.7792 | -23.7792 | 23.7792 | 15.3706 | DE_N | d144b | 1984-1985 | -57.5243 | 57.5243 | -57.5243 | 57.5243 | 67.8817 | 57.5243
SE_S | d144c | 1984-1985 | -30.2689 | 30.2689 | -30.2689 | 30.2689 | 20.6187 | DE_N | d144c | 1984-1985 | -71.7106 | 71.7106 | -71.7106 | 71.7106 | 82.8028 | 71.7106
SE_S | d144d | 1984-1985 | -32.6627 | 32.6627 | -32.6627 | 32.6627 | 21.9295 | DE_N | d144d | 1984-1985 | -76.2023 | 76.2023 | -76.2023 | 76.2023 | 106.28 | 76.2023
SE_S | d144e | 1984-1985 | -33.0666 | 33.0666 | -33.0666 | 33.0666 | 21.4327 | DE_N | d144e | 1984-1985 | -77.3207 | 77.3207 | -77.3207 | 77.3207 | 125.195 | 77.3207
SE_S | d144f | 1984-1985 | -34.3488 | 34.3488 | -34.3488 | 34.3488 | 18.8683 | DE_N | d144f | 1984-1985 | -81.2251 | 81.2251 | -81.2251 | 81.2251 | 113.144 | 81.2251
SE_S | d144g | 1984-1985 | -33.4732 | 33.4732 | -33.4732 | 33.4732 | 19.5585 | DE_N | d144g | 1984-1985 | -77.4182 | 77.4182 | -77.4182 | 77.4182 | 114.728 | 77.4182
SE_S | d144h | 1984-1985 | -27.777 | 27.777 | -27.777 | 27.777 | 13.5401 | DE_N | d144h | 1984-1985 | -59.0321 | 59.0321 | -59.0321 | 59.0321 | 117.255 | 59.0321
SE_S | d145a | 1984-1985 | -23.6428 | 23.6428 | -23.6428 | 23.6428 | 12.4345 | DE_N | d145a | 1984-1985 | -51.9775 | 51.9775 | -51.9775 | 51.9775 | 113.165 | 51.9775
SE_S | d145b | 1984-1985 | -23.4886 | 23.4886 | -23.4886 | 23.4886 | 12.8364 | DE_N | d145b | 1984-1985 | -53.3014 | 53.3014 | -53.3014 | 53.3014 | 114.256 | 53.3014
SE_S | d145c | 1984-1985 | -28.5213 | 28.5213 | -28.5213 | 28.5213 | 14.805 | DE_N | d145c | 1984-1985 | -63.2914 | 63.2914 | -63.2914 | 63.2914 | 120.215 | 63.2914
SE_S | d145d | 1984-1985 | -31.2886 | 31.2886 | -31.2886 | 31.2886 | 17.4649 | DE_N | d145d | 1984-1985 | -69.8905 | 69.8905 | -69.7187 | 69.7187 | 140.104 | 78.6711
SE_S | d145e | 1984-1985 | -32.9069 | 32.9069 | -32.9069 | 32.9069 | 20.3378 | DE_N | d145e | 1984-1985 | -75.8187 | 75.8187 | -75.6003 | 75.6003 | 156.734 | 92.789
SE_S | d145f | 1984-1985 | -32.3131 | 32.3131 | -32.3131 | 32.3131 | 18.0939 | DE_N | d145f | 1984-1985 | -74.5057 | 74.5057 | -74.2812 | 74.2812 | 149.192 | 90.282
SE_S | d145g | 1984-1985 | -31.2918 | 31.2918 | -31.2918 | 31.2918 | 19.0707 | DE_N | d145g | 1984-1985 | -70.846 | 70.846 | -70.5957 | 70.5957 | 145.626 | 85.3466
SE_S | d145h | 1984-1985 | -26.6317 | 26.6317 | -26.6317 | 26.6317 | 19.3926 | DE_N | d145h | 1984-1985 | -57.0281 | 57.0281 | -56.5623 | 56.5623 | 135.917 | 71.2837
SE_S | d146a | 1984-1985 | -23.2104 | 23.2104 | -23.2104 | 23.2104 | 20.7109 | DE_N | d146a | 1984-1985 | -50.8193 | 50.8193 | -50.3188 | 50.3188 | 131.847 | 64.1723
SE_S | d146b | 1984-1985 | -23.1536 | 23.1536 | -23.1536 | 23.1536 | 21.852 | DE_N | d146b | 1984-1985 | -52.3825 | 52.3825 | -51.8698 | 51.8698 | 134.626 | 66.0974
SE_S | d146c | 1984-1985 | -28.8671 | 28.8671 | -28.8671 | 28.8671 | 27.7246 | DE_N | d146c | 1984-1985 | -64.4091 | 64.4091 | -63.8983 | 63.8983 | 142.588 | 80.1719
SE_S | d146d | 1984-1985 | -31.2596 | 31.2596 | -31.2596 | 31.2596 | 36.8905 | DE_N | d146d | 1984-1985 | -70.4367 | 70.4367 | -69.905 | 69.905 | 162.599 | 89.6622
SE_S | d146e | 1984-1985 | -33.3962 | 33.3962 | -33.3962 | 33.3962 | 41.1716 | DE_N | d146e | 1984-1985 | -78.1772 | 78.1772 | -77.6562 | 77.6562 | 166.146 | 100.081
SE_S | d146f | 1984-1985 | -32.7328 | 32.7328 | -32.7328 | 32.7328 | 39.9523 | DE_N | d146f | 1984-1985 | -75.8046 | 75.8046 | -75.2965 | 75.2965 | 152.131 | 96.7692
SE_S | d146g | 1984-1985 | -30.9849 | 30.9849 | -30.9849 | 30.9849 | 39.5389 | DE_N | d146g | 1984-1985 | -70.7637 | 70.7637 | -70.2562 | 70.2562 | 143.99 | 89.8174
SE_S | d146h | 1984-1985 | -25.7259 | 25.7259 | -25.7259 | 25.7259 | 38.6801 | DE_N | d146h | 1984-1985 | -55.6656 | 55.6656 | -55.1383 | 55.1383 | 139.588 | 71.8713
SE_S | d147a | 1984-1985 | -22.6175 | 22.6175 | -22.6175 | 22.6175 | 36.5315 | DE_N | d147a | 1984-1985 | -49.6794 | 49.6794 | -49.1501 | 49.1501 | 132.782 | 64.6314
SE_S | d147b | 1984-1985 | -22.3321 | 22.3321 | -22.3321 | 22.3321 | 29.7243 | DE_N | d147b | 1984-1985 | -50.915 | 50.915 | -50.397 | 50.397 | 124.239 | 64.7558
SE_S | d147c | 1984-1985 | -28.0528 | 28.0528 | -28.0528 | 28.0528 | 32.7511 | DE_N | d147c | 1984-1985 | -63.8046 | 63.8046 | -63.3059 | 63.3059 | 126.728 | 78.1546
SE_S | d147d | 1984-1985 | -29.6962 | 29.6962 | -29.6962 | 29.6962 | 34.2257 | DE_N | d147d | 1984-1985 | -66.9076 | 66.9076 | -66.3758 | 66.3758 | 151.679 | 84.083
SE_S | d147e | 1984-1985 | -30.3671 | 30.3671 | -30.3671 | 30.3671 | 38.2593 | DE_N | d147e | 1984-1985 | -69.917 | 69.917 | -69.3031 | 69.3031 | 170.7 | 90.1666
SE_S | d147f | 1984-1985 | -30.5075 | 30.5075 | -30.5075 | 30.5075 | 35.0827 | DE_N | d147f | 1984-1985 | -70.8692 | 70.8692 | -70.35 | 70.35 | 147.511 | 89.1707
SE_S | d147g | 1984-1985 | -30.2329 | 30.2329 | -30.2329 | 30.2329 | 35.1453 | DE_N | d147g | 1984-1985 | -69.4173 | 69.4173 | -68.8997 | 68.8997 | 146.178 | 87.1062
SE_S | d147h | 1984-1985 | -25.4266 | 25.4266 | -25.4266 | 25.4266 | 34.9873 | DE_N | d147h | 1984-1985 | -54.9756 | 54.9756 | -54.4566 | 54.4566 | 131.845 | 69.9945
SE_S | d148a | 1984-1985 | -22.031 | 22.031 | -22.031 | 22.031 | 31.7808 | DE_N | d148a | 1984-1985 | -48.7809 | 48.7809 | -48.268 | 48.268 | 120.631 | 62.5075
SE_S | d148b | 1984-1985 | -21.4294 | 21.4294 | -21.4294 | 21.4294 | 25.425 | DE_N | d148b | 1984-1985 | -47.4815 | 47.4815 | -46.9999 | 46.9999 | 104.607 | 58.8418
SE_S | d148c | 1984-1985 | -23.8687 | 23.8687 | -23.8687 | 23.8687 | 18.71 | DE_N | d148c | 1984-1985 | -54.9665 | 54.9665 | -54.5134 | 54.5134 | 110.67 | 67.7808
SE_S | d148d | 1984-1985 | -26.9498 | 26.9498 | -26.9498 | 26.9498 | 20.5294 | DE_N | d148d | 1984-1985 | -62.2241 | 62.2241 | -61.1272 | 61.1272 | 147.465 | 84.663
SE_S | d148e | 1984-1985 | -28.5591 | 28.5591 | -28.5591 | 28.5591 | 26.1511 | DE_N | d148e | 1984-1985 | -68.377 | 68.377 | -65.2183 | 65.2183 | 183.822 | 104.896
SE_S | d148f | 1984-1985 | -30.2751 | 30.2751 | -30.2751 | 30.2751 | 26.5629 | DE_N | d148f | 1984-1985 | -72.8403 | 72.8403 | -70.5878 | 70.5878 | 164.112 | 99.2951
SE_S | d148g | 1984-1985 | -30.2007 | 30.2007 | -30.2007 | 30.2007 | 27.5176 | DE_N | d148g | 1984-1985 | -70.8344 | 70.8344 | -68.6508 | 68.6508 | 154.559 | 96.4785
SE_S | d148h | 1984-1985 | -25.9551 | 25.9551 | -25.9551 | 25.9551 | 27.5637 | DE_N | d148h | 1984-1985 | -56.6511 | 56.6511 | -54.2007 | 54.2007 | 148.103 | 82.9195
SE_S | d149a | 1984-1985 | -22.2815 | 22.2815 | -22.2815 | 22.2815 | 28.9792 | DE_N | d149a | 1984-1985 | -51.7811 | 51.7811 | -49.1686 | 49.1686 | 145.545 | 78.3648
SE_S | d149b | 1984-1985 | -21.8919 | 21.8919 | -21.8919 | 21.8919 | 30.1463 | DE_N | d149b | 1984-1985 | -52.2159 | 52.2159 | -49.5093 | 49.5093 | 146.434 | 78.9352
SE_S | d149c | 1984-1985 | -25.1289 | 25.1289 | -25.1289 | 25.1289 | 31.677 | DE_N | d149c | 1984-1985 | -61.8665 | 61.8665 | -59.2434 | 59.2434 | 150.671 | 88.1305
SE_S | d149d | 1984-1985 | -28.7141 | 28.7141 | -28.7141 | 28.7141 | 36.634 | DE_N | d149d | 1984-1985 | -70.8635 | 70.8635 | -67.1473 | 67.1473 | 178.981 | 102.115
SE_S | d149e | 1984-1985 | -29.1661 | 29.1661 | -29.1661 | 29.1661 | 39.0189 | DE_N | d149e | 1984-1985 | -74.8764 | 74.8764 | -67.7988 | 67.7988 | 212.511 | 131.328
SE_S | d149f | 1984-1985 | -30.5065 | 30.5065 | -30.5065 | 30.5065 | 34.5597 | DE_N | d149f | 1984-1985 | -75.4584 | 75.4584 | -72.9651 | 72.9651 | 170.097 | 101.694
SE_S | d149g | 1984-1985 | -29.336 | 29.336 | -29.336 | 29.336 | 32.8082 | DE_N | d149g | 1984-1985 | -69.092 | 69.092 | -67.5109 | 67.5109 | 152.285 | 92.5209
SE_S | d149h | 1984-1985 | -25.5878 | 25.5878 | -25.5878 | 25.5878 | 32.1767 | DE_N | d149h | 1984-1985 | -56.129 | 56.129 | -54.7165 | 54.7165 | 144.168 | 79.1619
SE_S | d150a | 1984-1985 | -22.8203 | 22.8203 | -22.8203 | 22.8203 | 30.7007 | DE_N | d150a | 1984-1985 | -52.8549 | 52.8549 | -51.7743 | 51.7743 | 139.185 | 75.009
SE_S | d150b | 1984-1985 | -22.8145 | 22.8145 | -22.8145 | 22.8145 | 31.0629 | DE_N | d150b | 1984-1985 | -55.3479 | 55.3479 | -54.7883 | 54.7883 | 135.6 | 73.2405
SE_S | d150c | 1984-1985 | -30.0497 | 30.0497 | -30.0497 | 30.0497 | 33.4234 | DE_N | d150c | 1984-1985 | -70.7039 | 70.7039 | -70.5315 | 70.5315 | 134.984 | 81.5211
SE_S | d150d | 1984-1985 | -32.2872 | 32.2872 | -32.2872 | 32.2872 | 39.1275 | DE_N | d150d | 1984-1985 | -75.1287 | 75.1287 | -74.957 | 74.957 | 149.119 | 88.5342
SE_S | d150e | 1984-1985 | -32.6042 | 32.6042 | -32.6042 | 32.6042 | 43.9895 | DE_N | d150e | 1984-1985 | -76.1908 | 76.1908 | -76.0196 | 76.0196 | 157.874 | 90.191
SE_S | d150f | 1984-1985 | -33.7935 | 33.7935 | -33.7935 | 33.7935 | 27.4964 | DE_N | d150f | 1984-1985 | -78.0573 | 78.0573 | -78.0573 | 78.0573 | 118.54 | 78.0573
SE_S | d150g | 1984-1985 | -32.7342 | 32.7342 | -32.7342 | 32.7342 | 22.9686 | DE_N | d150g | 1984-1985 | -74.0782 | 74.0782 | -74.0782 | 74.0782 | 103.464 | 74.0782
SE_S | d150h | 1984-1985 | -28.1085 | 28.1085 | -28.1085 | 28.1085 | 19.4838 | DE_N | d150h | 1984-1985 | -57.8204 | 57.8204 | -57.8204 | 57.8204 | 82.2888 | 57.8204
SE_S | d151a | 1984-1985 | -23.9903 | 23.9903 | -23.9903 | 23.9903 | 17.6314 | DE_N | d151a | 1984-1985 | -52.0131 | 52.0131 | -52.0131 | 52.0131 | 75.6004 | 52.0131
SE_S | d151b | 1984-1985 | -24.4629 | 24.4629 | -24.4629 | 24.4629 | 15.3819 | DE_N | d151b | 1984-1985 | -54.7024 | 54.7024 | -54.7024 | 54.7024 | 71.0226 | 54.7024
SE_S | d151c | 1984-1985 | -31.6293 | 31.6293 | -31.6293 | 31.6293 | 16.1262 | DE_N | d151c | 1984-1985 | -69.63 | 69.63 | -69.63 | 69.63 | 88.4232 | 69.63
SE_S | d151d | 1984-1985 | -34.2328 | 34.2328 | -34.2328 | 34.2328 | 18.0124 | DE_N | d151d | 1984-1985 | -74.923 | 74.923 | -74.923 | 74.923 | 128.442 | 74.923
SE_S | d151e | 1984-1985 | -33.6493 | 33.6493 | -33.6493 | 33.6493 | 22.0123 | DE_N | d151e | 1984-1985 | -75.7735 | 75.7735 | -75.5999 | 75.5999 | 159.188 | 91.0824
SE_S | d151f | 1984-1985 | -34.1788 | 34.1788 | -34.1788 | 34.1788 | 20.4691 | DE_N | d151f | 1984-1985 | -78.2219 | 78.2219 | -78.0477 | 78.0477 | 152.13 | 94.5663
SE_S | d151g | 1984-1985 | -32.1174 | 32.1174 | -32.1174 | 32.1174 | 26.8167 | DE_N | d151g | 1984-1985 | -73.571 | 73.571 | -73.3925 | 73.3925 | 146.036 | 88.1867
SE_S | d151h | 1984-1985 | -26.5514 | 26.5514 | -26.5514 | 26.5514 | 34.3915 | DE_N | d151h | 1984-1985 | -57.1334 | 57.1334 | -56.6715 | 56.6715 | 136.104 | 71.7764
SE_S | d152a | 1984-1985 | -22.9459 | 22.9459 | -22.9459 | 22.9459 | 37.275 | DE_N | d152a | 1984-1985 | -51.7429 | 51.7429 | -51.2451 | 51.2451 | 131.728 | 66.5795
SE_S | d152b | 1984-1985 | -22.8036 | 22.8036 | -22.8036 | 22.8036 | 37.0042 | DE_N | d152b | 1984-1985 | -54.0317 | 54.0317 | -53.5245 | 53.5245 | 129.317 | 69.5168
SE_S | d152c | 1984-1985 | -28.5598 | 28.5598 | -28.5598 | 28.5598 | 37.5676 | DE_N | d152c | 1984-1985 | -66.9448 | 66.9448 | -66.4289 | 66.4289 | 139.776 | 84.6364
SE_S | d152d | 1984-1985 | -31.4442 | 31.4442 | -31.4442 | 31.4442 | 39.057 | DE_N | d152d | 1984-1985 | -74.9067 | 74.9067 | -74.1019 | 74.1019 | 160.586 | 96.6454
SE_S | d152e | 1984-1985 | -32.7161 | 32.7161 | -32.7161 | 32.7161 | 42.5425 | DE_N | d152e | 1984-1985 | -79.6995 | 79.6995 | -78.7704 | 78.7704 | 170.191 | 102.295
SE_S | d152f | 1984-1985 | -32.233 | 32.233 | -32.233 | 32.233 | 41.0489 | DE_N | d152f | 1984-1985 | -78.1004 | 78.1004 | -77.1631 | 77.1631 | 161.066 | 100.498
SE_S | d152g | 1984-1985 | -30.9425 | 30.9425 | -30.9425 | 30.9425 | 40.4075 | DE_N | d152g | 1984-1985 | -73.6601 | 73.6601 | -72.6864 | 72.6864 | 155.105 | 95.9305
SE_S | d152h | 1984-1985 | -26.341 | 26.341 | -26.341 | 26.341 | 39.2824 | DE_N | d152h | 1984-1985 | -58.9526 | 58.9526 | -57.875 | 57.875 | 147.481 | 81.4613
SE_S | d153a | 1984-1985 | -22.728 | 22.728 | -22.728 | 22.728 | 38.9991 | DE_N | d153a | 1984-1985 | -52.225 | 52.225 | -51.084 | 51.084 | 143.177 | 74.8946
SE_S | d153b | 1984-1985 | -22.733 | 22.733 | -22.7329 | 22.7329 | 38.7401 | DE_N | d153b | 1984-1985 | -54.9586 | 54.9586 | -53.8159 | 53.8159 | 143.635 | 77.5967
SE_S | d153c | 1984-1985 | -28.3452 | 28.3452 | -28.3452 | 28.3452 | 38.8479 | DE_N | d153c | 1984-1985 | -66.8617 | 66.8617 | -65.75 | 65.75 | 149.479 | 89.3876
SE_S | d153d | 1984-1985 | -30.6442 | 30.6442 | -30.6442 | 30.6442 | 43.1326 | DE_N | d153d | 1984-1985 | -72.1006 | 72.1006 | -70.9244 | 70.9244 | 163.256 | 94.8644
SE_S | d153e | 1984-1985 | -32.403 | 32.403 | -32.403 | 32.403 | 43.9762 | DE_N | d153e | 1984-1985 | -78.398 | 78.398 | -77.1507 | 77.1507 | 175.619 | 101.649
SE_S | d153f | 1984-1985 | -32.7935 | 32.7935 | -32.7935 | 32.7935 | 36.3232 | DE_N | d153f | 1984-1985 | -79.3638 | 79.3638 | -78.3099 | 78.3099 | 155.173 | 102.16
SE_S | d153g | 1984-1985 | -31.2484 | 31.2484 | -31.2484 | 31.2484 | 34.6863 | DE_N | d153g | 1984-1985 | -74.3525 | 74.3525 | -73.3189 | 73.3189 | 148.16 | 96.6843
SE_S | d153h | 1984-1985 | -26.3434 | 26.3434 | -26.3434 | 26.3434 | 31.7524 | DE_N | d153h | 1984-1985 | -58.6716 | 58.6716 | -57.6018 | 57.6018 | 137.371 | 80.9586
SE_S | d154a | 1984-1985 | -22.8138 | 22.8138 | -22.8138 | 22.8138 | 27.3538 | DE_N | d154a | 1984-1985 | -52.7145 | 52.7145 | -51.6345 | 51.6345 | 131.154 | 74.9834
SE_S | d154b | 1984-1985 | -22.6065 | 22.6065 | -22.6065 | 22.6065 | 24.7582 | DE_N | d154b | 1984-1985 | -55.5452 | 55.5452 | -54.4206 | 54.4206 | 136.886 | 77.9189
SE_S | d154c | 1984-1985 | -28.1797 | 28.1797 | -28.1797 | 28.1797 | 26.0962 | DE_N | d154c | 1984-1985 | -69.0434 | 69.0434 | -67.8888 | 67.8888 | 147.632 | 91.4933
SE_S | d154d | 1984-1985 | -29.9148 | 29.9148 | -29.9148 | 29.9148 | 30.0854 | DE_N | d154d | 1984-1985 | -72.1807 | 72.1807 | -70.4221 | 70.4221 | 175.754 | 96.4186
SE_S | d154e | 1984-1985 | -30.0823 | 30.0823 | -30.0823 | 30.0823 | 30.8187 | DE_N | d154e | 1984-1985 | -76.454 | 76.454 | -69.8792 | 69.8792 | 229.298 | 145.681
SE_S | d154f | 1984-1985 | -31.0144 | 31.0144 | -31.0144 | 31.0144 | 30.204 | DE_N | d154f | 1984-1985 | -75.4876 | 75.4876 | -74.0565 | 74.0565 | 169.098 | 98.9306
SE_S | d154g | 1984-1985 | -30.2379 | 30.2379 | -30.2379 | 30.2379 | 33.5099 | DE_N | d154g | 1984-1985 | -72.2773 | 72.2773 | -70.9942 | 70.9942 | 153.288 | 95.4198
SE_S | d154h | 1984-1985 | -25.7739 | 25.7739 | -25.7739 | 25.7739 | 34.196 | DE_N | d154h | 1984-1985 | -56.7441 | 56.7441 | -55.4387 | 55.4387 | 145.002 | 80.1663
SE_S | d155a | 1984-1985 | -23.4748 | 23.4748 | -23.4748 | 23.4748 | 33.4016 | DE_N | d155a | 1984-1985 | -53.0117 | 53.0117 | -51.7322 | 51.7322 | 142.387 | 76.5997
SE_S | d155b | 1984-1985 | -23.5338 | 23.5338 | -23.5338 | 23.5338 | 35.3029 | DE_N | d155b | 1984-1985 | -53.5764 | 53.5764 | -52.346 | 52.346 | 142.227 | 77.3116
SE_S | d155c | 1984-1985 | -24.8964 | 24.8964 | -24.8964 | 24.8964 | 35.0542 | DE_N | d155c | 1984-1985 | -58.5039 | 58.5039 | -57.3522 | 57.3522 | 142.692 | 82.329
SE_S | d155d | 1984-1985 | -27.5669 | 27.5669 | -27.5669 | 27.5669 | 35.8696 | DE_N | d155d | 1984-1985 | -63.9904 | 63.9904 | -62.8835 | 62.8835 | 180.85 | 121.583
SE_S | d155e | 1984-1985 | -28.3317 | 28.3317 | -28.3317 | 28.3317 | 35.3065 | DE_N | d155e | 1984-1985 | -65.8295 | 65.8295 | -64.5656 | 64.5656 | 208.016 | 130.453
SE_S | d155f | 1984-1985 | -29.6511 | 29.6511 | -29.6511 | 29.6511 | 33.9642 | DE_N | d155f | 1984-1985 | -68.8189 | 68.8189 | -68.4027 | 68.4027 | 168.822 | 107.382
SE_S | d155g | 1984-1985 | -29.8079 | 29.8079 | -29.8079 | 29.8079 | 33.8481 | DE_N | d155g | 1984-1985 | -68.0962 | 68.0962 | -67.8762 | 67.8762 | 144.868 | 83.9264
SE_S | d155h | 1984-1985 | -26.4553 | 26.4553 | -26.4553 | 26.4553 | 30.5118 | DE_N | d155h | 1984-1985 | -55.2979 | 55.2979 | -55.1759 | 55.1759 | 124.939 | 64.7048
SE_S | d156a | 1984-1985 | -23.9881 | 23.9881 | -23.9881 | 23.9881 | 28.9488 | DE_N | d156a | 1984-1985 | -52.482 | 52.482 | -52.482 | 52.482 | 106.854 | 52.482
SE_S | d156b | 1984-1985 | -23.4344 | 23.4344 | -23.4344 | 23.4344 | 29.2199 | DE_N | d156b | 1984-1985 | -52.3555 | 52.3555 | -52.3555 | 52.3555 | 101.757 | 52.3555
SE_S | d156c | 1984-1985 | -24.7377 | 24.7377 | -24.7377 | 24.7377 | 27.062 | DE_N | d156c | 1984-1985 | -57.7374 | 57.7374 | -57.7374 | 57.7374 | 96.5441 | 57.7374
SE_S | d156d | 1984-1985 | -27.9298 | 27.9298 | -27.9298 | 27.9298 | 28.9794 | DE_N | d156d | 1984-1985 | -64.758 | 64.758 | -64.758 | 64.758 | 114.204 | 64.758
SE_S | d156e | 1984-1985 | -29.2296 | 29.2296 | -29.2296 | 29.2296 | 28.9387 | DE_N | d156e | 1984-1985 | -67.8097 | 67.8097 | -67.8097 | 67.8097 | 132.982 | 67.8097
SE_S | d156f | 1984-1985 | -30.8724 | 30.8724 | -30.8724 | 30.8724 | 24.0898 | DE_N | d156f | 1984-1985 | -73.1211 | 73.1211 | -73.1211 | 73.1211 | 86.9534 | 73.1211
SE_S | d156g | 1984-1985 | -30.462 | 30.462 | -30.462 | 30.462 | 23.0602 | DE_N | d156g | 1984-1985 | -70.6786 | 70.6786 | -70.6786 | 70.6786 | 80.5539 | 70.6786
SE_S | d156h | 1984-1985 | -27.1237 | 27.1237 | -27.1237 | 27.1237 | 19.9061 | DE_N | d156h | 1984-1985 | -57.7914 | 57.7914 | -57.7914 | 57.7914 | 72.5101 | 57.7914
SE_S | d157a | 1984-1985 | -24.2925 | 24.2925 | -24.2925 | 24.2925 | 15.0115 | DE_N | d157a | 1984-1985 | -54.9522 | 54.9522 | -54.9522 | 54.9522 | 69.642 | 54.9522
SE_S | d157b | 1984-1985 | -24.6148 | 24.6148 | -24.6148 | 24.6148 | 13.5603 | DE_N | d157b | 1984-1985 | -55.9906 | 55.9906 | -55.9906 | 55.9906 | 74.8316 | 55.9906
SE_S | d157c | 1984-1985 | -31.3141 | 31.3141 | -31.3141 | 31.3141 | 14.0589 | DE_N | d157c | 1984-1985 | -72.6108 | 72.6108 | -72.6108 | 72.6108 | 91.7572 | 72.6108
SE_S | d157d | 1984-1985 | -33.5703 | 33.5703 | -33.5703 | 33.5703 | 16.2236 | DE_N | d157d | 1984-1985 | -79.0878 | 79.0878 | -79.0878 | 79.0878 | 106.18 | 79.0878
SE_S | d157e | 1984-1985 | -33.7523 | 33.7523 | -33.7523 | 33.7523 | 16.4349 | DE_N | d157e | 1984-1985 | -78.7112 | 78.7112 | -78.7112 | 78.7112 | 117.44 | 78.7112
SE_S | d157f | 1984-1985 | -34.2242 | 34.2242 | -34.2242 | 34.2242 | 15.3535 | DE_N | d157f | 1984-1985 | -81.3184 | 81.3184 | -81.3184 | 81.3184 | 105.16 | 81.3184
SE_S | d157g | 1984-1985 | -32.7393 | 32.7393 | -32.7393 | 32.7393 | 14.763 | DE_N | d157g | 1984-1985 | -76.9854 | 76.9854 | -76.9854 | 76.9854 | 102.485 | 76.9854
SE_S | d157h | 1984-1985 | -27.8819 | 27.8819 | -27.8819 | 27.8819 | 12.6803 | DE_N | d157h | 1984-1985 | -60.7709 | 60.7709 | -60.7709 | 60.7709 | 92.9279 | 60.7709
SE_S | d158a | 1984-1985 | -24.8494 | 24.8494 | -24.8494 | 24.8494 | 12.4494 | DE_N | d158a | 1984-1985 | -54.5584 | 54.5584 | -54.5584 | 54.5584 | 86.5997 | 54.5584
SE_S | d158b | 1984-1985 | -24.9844 | 24.9844 | -24.9844 | 24.9844 | 12.6353 | DE_N | d158b | 1984-1985 | -56.036 | 56.036 | -56.036 | 56.036 | 86.5463 | 56.036
SE_S | d158c | 1984-1985 | -31.219 | 31.219 | -31.219 | 31.219 | 16.0165 | DE_N | d158c | 1984-1985 | -72.1503 | 72.1503 | -72.1503 | 72.1503 | 94.7432 | 72.1503
SE_S | d158d | 1984-1985 | -33.2127 | 33.2127 | -33.2127 | 33.2127 | 18.7604 | DE_N | d158d | 1984-1985 | -78.0411 | 78.0411 | -78.0411 | 78.0411 | 110.756 | 78.0411
SE_S | d158e | 1984-1985 | -33.767 | 33.767 | -33.767 | 33.767 | 20.465 | DE_N | d158e | 1984-1985 | -80.2277 | 80.2277 | -80.2277 | 80.2277 | 120.164 | 80.2277
SE_S | d158f | 1984-1985 | -34.1664 | 34.1664 | -34.1664 | 34.1664 | 18.199 | DE_N | d158f | 1984-1985 | -82.7111 | 82.7111 | -82.7111 | 82.7111 | 93.6593 | 82.7111
SE_S | d158g | 1984-1985 | -32.5429 | 32.5429 | -32.5429 | 32.5429 | 18.0651 | DE_N | d158g | 1984-1985 | -76.8257 | 76.8257 | -76.8257 | 76.8257 | 91.2085 | 76.8257
SE_S | d158h | 1984-1985 | -27.4589 | 27.4589 | -27.4589 | 27.4589 | 16.8158 | DE_N | d158h | 1984-1985 | -59.8152 | 59.8152 | -59.8152 | 59.8152 | 84.0061 | 59.8152
SE_S | d159a | 1984-1985 | -24.7985 | 24.7985 | -24.7985 | 24.7985 | 14.5834 | DE_N | d159a | 1984-1985 | -56.2023 | 56.2023 | -56.2023 | 56.2023 | 80.6066 | 56.2023
SE_S | d159b | 1984-1985 | -25.0211 | 25.0211 | -25.0211 | 25.0211 | 13.9154 | DE_N | d159b | 1984-1985 | -58.7156 | 58.7156 | -58.7156 | 58.7156 | 84.8171 | 58.7156
SE_S | d159c | 1984-1985 | -30.5696 | 30.5696 | -30.5696 | 30.5696 | 15.4005 | DE_N | d159c | 1984-1985 | -71.6878 | 71.6878 | -71.6878 | 71.6878 | 101.066 | 71.6878
SE_S | d159d | 1984-1985 | -32.9933 | 32.9933 | -32.9933 | 32.9933 | 18.1656 | DE_N | d159d | 1984-1985 | -78.9452 | 78.9452 | -78.9452 | 78.9452 | 119.973 | 78.9452
SE_S | d159e | 1984-1985 | -34.3702 | 34.3702 | -34.3702 | 34.3702 | 19.5214 | DE_N | d159e | 1984-1985 | -84.4855 | 84.4855 | -84.4855 | 84.4855 | 129.704 | 84.4855
SE_S | d159f | 1984-1985 | -33.7583 | 33.7583 | -33.7583 | 33.7583 | 17.3442 | DE_N | d159f | 1984-1985 | -82.5709 | 82.5709 | -82.5709 | 82.5709 | 122.137 | 82.5709
SE_S | d159g | 1984-1985 | -32.6622 | 32.6622 | -32.6622 | 32.6622 | 17.0398 | DE_N | d159g | 1984-1985 | -78.5425 | 78.5425 | -78.5425 | 78.5425 | 127.867 | 78.5425
SE_S | d159h | 1984-1985 | -27.9122 | 27.9122 | -27.9122 | 27.9122 | 15.6912 | DE_N | d159h | 1984-1985 | -63.5913 | 63.5913 | -63.492 | 63.492 | 134.174 | 73.0466
SE_S | d160a | 1984-1985 | -24.5587 | 24.5587 | -24.5587 | 24.5587 | 15.4442 | DE_N | d160a | 1984-1985 | -58.6904 | 58.6904 | -58.533 | 58.533 | 133.118 | 69.6321
SE_S | d160b | 1984-1985 | -24.5237 | 24.5237 | -24.5237 | 24.5237 | 16.5366 | DE_N | d160b | 1984-1985 | -61.9237 | 61.9237 | -61.7612 | 61.7612 | 136.35 | 72.9272
SE_S | d160c | 1984-1985 | -30.1768 | 30.1768 | -30.1768 | 30.1768 | 22.4111 | DE_N | d160c | 1984-1985 | -73.5141 | 73.5141 | -73.3496 | 73.3496 | 145.938 | 88.1887
SE_S | d160d | 1984-1985 | -32.4821 | 32.4821 | -32.4821 | 32.4821 | 29.0276 | DE_N | d160d | 1984-1985 | -78.9447 | 78.9447 | -78.7665 | 78.7665 | 160.308 | 99.0921
SE_S | d160e | 1984-1985 | -33.3442 | 33.3442 | -33.3442 | 33.3442 | 32.7504 | DE_N | d160e | 1984-1985 | -81.8565 | 81.8565 | -81.6585 | 81.6585 | 174.118 | 103.397
SE_S | d160f | 1984-1985 | -33.9732 | 33.9732 | -33.9732 | 33.9732 | 35.4674 | DE_N | d160f | 1984-1985 | -83.3649 | 83.3649 | -83.168 | 83.168 | 161.339 | 104.998
SE_S | d160g | 1984-1985 | -32.4066 | 32.4066 | -32.4066 | 32.4066 | 37.8433 | DE_N | d160g | 1984-1985 | -78.0697 | 78.0697 | -77.8694 | 77.8694 | 155.803 | 99.511
SE_S | d160h | 1984-1985 | -27.3774 | 27.3774 | -27.3774 | 27.3774 | 38.5177 | DE_N | d160h | 1984-1985 | -61.6976 | 61.6976 | -61.3893 | 61.3893 | 148.757 | 86.0079
SE_S | d161a | 1984-1985 | -24.3114 | 24.3114 | -24.3114 | 24.3114 | 37.9974 | DE_N | d161a | 1984-1985 | -55.305 | 55.305 | -54.972 | 54.972 | 146.19 | 81.1089
SE_S | d161b | 1984-1985 | -24.319 | 24.319 | -24.319 | 24.319 | 36.5569 | DE_N | d161b | 1984-1985 | -57.7225 | 57.7225 | -57.384 | 57.384 | 146.681 | 83.6384
SE_S | d161c | 1984-1985 | -29.4667 | 29.4667 | -29.4667 | 29.4667 | 38.1296 | DE_N | d161c | 1984-1985 | -71.8338 | 71.8338 | -71.4936 | 71.4936 | 155.139 | 97.5715
SE_S | d161d | 1984-1985 | -30.6679 | 30.6679 | -30.6679 | 30.6679 | 43.5461 | DE_N | d161d | 1984-1985 | -76.421 | 76.421 | -76.0666 | 76.0666 | 168.94 | 103.433
SE_S | d161e | 1984-1985 | -31.183 | 31.183 | -31.183 | 31.183 | 49.9223 | DE_N | d161e | 1984-1985 | -78.9842 | 78.9842 | -78.6032 | 78.6032 | 188.464 | 112.609
SE_S | d161f | 1984-1985 | -31.3637 | 31.3637 | -31.3637 | 31.3637 | 39.8811 | DE_N | d161f | 1984-1985 | -80.6652 | 80.6652 | -80.3094 | 80.3094 | 166.385 | 107.264
SE_S | d161g | 1984-1985 | -30.6902 | 30.6902 | -30.6902 | 30.6902 | 36.2788 | DE_N | d161g | 1984-1985 | -77.3871 | 77.3871 | -77.0341 | 77.0341 | 157.307 | 103.508
SE_S | d161h | 1984-1985 | -26.7171 | 26.7171 | -26.7171 | 26.7171 | 34.2235 | DE_N | d161h | 1984-1985 | -62.0292 | 62.0292 | -61.6699 | 61.6699 | 149.136 | 88.6665
SE_S | d162a | 1984-1985 | -22.9856 | 22.9856 | -22.9856 | 22.9856 | 36.4965 | DE_N | d162a | 1984-1985 | -55.3447 | 55.3447 | -54.9814 | 54.9814 | 143.042 | 82.2968
SE_S | d162b | 1984-1985 | -22.4353 | 22.4353 | -22.4353 | 22.4353 | 38.4975 | DE_N | d162b | 1984-1985 | -57.0754 | 57.0754 | -56.7113 | 56.7113 | 140.803 | 83.994
SE_S | d162c | 1984-1985 | -23.9691 | 23.9691 | -23.9691 | 23.9691 | 39.1379 | DE_N | d162c | 1984-1985 | -61.2314 | 61.2314 | -60.8663 | 60.8663 | 141.273 | 88.1531
SE_S | d162d | 1984-1985 | -26.7848 | 26.7848 | -26.7848 | 26.7848 | 40.9191 | DE_N | d162d | 1984-1985 | -67.6347 | 67.6347 | -67.257 | 67.257 | 161.066 | 96.4154
SE_S | d162e | 1984-1985 | -27.2983 | 27.2983 | -27.2983 | 27.2983 | 42.6786 | DE_N | d162e | 1984-1985 | -69.7168 | 69.7168 | -69.3207 | 69.3207 | 178.613 | 104.458
SE_S | d162f | 1984-1985 | -28.9727 | 28.9727 | -28.9727 | 28.9727 | 40.3689 | DE_N | d162f | 1984-1985 | -75.1959 | 75.1959 | -74.8215 | 74.8215 | 158.531 | 103.252
SE_S | d162g | 1984-1985 | -29.5544 | 29.5544 | -29.5544 | 29.5544 | 40.1069 | DE_N | d162g | 1984-1985 | -72.8765 | 72.8765 | -72.5028 | 72.5028 | 154.835 | 100.809
SE_S | d162h | 1984-1985 | -26.5576 | 26.5576 | -26.5576 | 26.5576 | 39.2602 | DE_N | d162h | 1984-1985 | -58.8012 | 58.8012 | -58.4216 | 58.4216 | 148.899 | 87.8447
SE_S | d163a | 1984-1985 | -23.2206 | 23.2206 | -23.2206 | 23.2206 | 38.3356 | DE_N | d163a | 1984-1985 | -53.4427 | 53.4427 | -53.0602 | 53.0602 | 147.141 | 83.2165
SE_S | d163b | 1984-1985 | -22.8172 | 22.8172 | -22.8172 | 22.8172 | 38.0071 | DE_N | d163b | 1984-1985 | -54.2859 | 54.2859 | -53.9033 | 53.9033 | 148.085 | 84.2216
SE_S | d163c | 1984-1985 | -25.7626 | 25.7626 | -25.7626 | 25.7626 | 37.8079 | DE_N | d163c | 1984-1985 | -62.9996 | 62.9996 | -62.6204 | 62.6204 | 152.462 | 92.3366
SE_S | d163d | 1984-1985 | -29.4571 | 29.4571 | -29.4571 | 29.4571 | 40.6798 | DE_N | d163d | 1984-1985 | -71.1319 | 71.1319 | -70.7509 | 70.7509 | 166.229 | 101.267
SE_S | d163e | 1984-1985 | -30.3004 | 30.3004 | -30.3004 | 30.3004 | 49.4926 | DE_N | d163e | 1984-1985 | -74.5848 | 74.5848 | -74.1824 | 74.1824 | 196.641 | 121.758
SE_S | d163f | 1984-1985 | -31.5797 | 31.5797 | -31.5797 | 31.5797 | 40.3803 | DE_N | d163f | 1984-1985 | -76.186 | 76.186 | -75.8243 | 75.8243 | 165.37 | 104.023
SE_S | d163g | 1984-1985 | -31.408 | 31.408 | -31.408 | 31.408 | 39.1978 | DE_N | d163g | 1984-1985 | -73.8529 | 73.8529 | -73.5103 | 73.5103 | 156.023 | 100.027
SE_S | d163h | 1984-1985 | -27.1391 | 27.1391 | -27.1391 | 27.1391 | 38.1612 | DE_N | d163h | 1984-1985 | -58.6091 | 58.6091 | -58.2681 | 58.2681 | 149.75 | 85.5183
SE_S | d164a | 1984-1985 | -24.3071 | 24.3071 | -24.3071 | 24.3071 | 37.0982 | DE_N | d164a | 1984-1985 | -54.8108 | 54.8108 | -54.4787 | 54.4787 | 146.925 | 81.9701
SE_S | d164b | 1984-1985 | -24.2083 | 24.2083 | -24.2083 | 24.2083 | 37.3756 | DE_N | d164b | 1984-1985 | -56.9666 | 56.9666 | -56.6814 | 56.6814 | 141.69 | 81.0464
SE_S | d164c | 1984-1985 | -30.5448 | 30.5448 | -30.5448 | 30.5448 | 38.9585 | DE_N | d164c | 1984-1985 | -72.2407 | 72.2407 | -72.0333 | 72.0333 | 150.168 | 94.0577
SE_S | d164d | 1984-1985 | -32.1219 | 32.1219 | -32.1219 | 32.1219 | 43.5364 | DE_N | d164d | 1984-1985 | -78.8245 | 78.8245 | -78.6203 | 78.6203 | 157.785 | 100.882
SE_S | d164e | 1984-1985 | -32.6179 | 32.6179 | -32.6179 | 32.6179 | 51.0083 | DE_N | d164e | 1984-1985 | -81.1949 | 81.1949 | -80.9918 | 80.9918 | 165.374 | 103.602
SE_S | d164f | 1984-1985 | -32.4762 | 32.4762 | -32.4762 | 32.4762 | 41.0665 | DE_N | d164f | 1984-1985 | -80.4131 | 80.4131 | -80.2179 | 80.2179 | 158.942 | 102.53
SE_S | d164g | 1984-1985 | -32.2832 | 32.2832 | -32.2832 | 32.2832 | 40.3856 | DE_N | d164g | 1984-1985 | -78.2324 | 78.2324 | -78.0398 | 78.0398 | 155.379 | 100.247
SE_S | d164h | 1984-1985 | -27.5247 | 27.5247 | -27.5247 | 27.5247 | 39.052 | DE_N | d164h | 1984-1985 | -61.5106 | 61.5106 | -61.3176 | 61.3176 | 147.277 | 83.4813
SE_S | d165a | 1984-1985 | -24.0355 | 24.0355 | -24.0355 | 24.0355 | 38.456 | DE_N | d165a | 1984-1985 | -53.767 | 53.767 | -53.5754 | 53.5754 | 140.933 | 75.7208
SE_S | d165b | 1984-1985 | -24.4595 | 24.4595 | -24.4595 | 24.4595 | 38.3876 | DE_N | d165b | 1984-1985 | -56.255 | 56.255 | -56.0716 | 56.0716 | 138.006 | 76.9968
SE_S | d165c | 1984-1985 | -30.9959 | 30.9959 | -30.9959 | 30.9959 | 40.5013 | DE_N | d165c | 1984-1985 | -70.3898 | 70.3898 | -70.2897 | 70.2897 | 134.543 | 80.7217
SE_S | d165d | 1984-1985 | -32.7809 | 32.7809 | -32.7809 | 32.7809 | 46.0605 | DE_N | d165d | 1984-1985 | -78.0451 | 78.0451 | -77.9466 | 77.9466 | 146.283 | 89.7678
SE_S | d165e | 1984-1985 | -33.3632 | 33.3632 | -33.3632 | 33.3632 | 53.0568 | DE_N | d165e | 1984-1985 | -82.1568 | 82.1568 | -82.06 | 82.06 | 149.136 | 90.3235
SE_S | d165f | 1984-1985 | -34.8843 | 34.8843 | -34.8843 | 34.8843 | 34.2994 | DE_N | d165f | 1984-1985 | -84.3503 | 84.3503 | -84.3503 | 84.3503 | 103.667 | 84.3503
SE_S | d165g | 1984-1985 | -34.271 | 34.271 | -34.271 | 34.271 | 28.4624 | DE_N | d165g | 1984-1985 | -77.5553 | 77.5553 | -77.5553 | 77.5553 | 81.0957 | 77.5553
SE_S | d165h | 1984-1985 | -29.1499 | 29.1499 | -29.1499 | 29.1499 | 23.5357 | DE_N | d165h | 1984-1985 | -60.7576 | 60.7576 | -60.7576 | 60.7576 | 66.9611 | 60.7576
SE_S | d166a | 1984-1985 | -26.5835 | 26.5835 | -26.5835 | 26.5835 | 20.083 | DE_N | d166a | 1984-1985 | -57.3942 | 57.3942 | -57.3942 | 57.3942 | 64.0346 | 57.3942
SE_S | d166b | 1984-1985 | -26.8303 | 26.8303 | -26.8303 | 26.8303 | 20.0992 | DE_N | d166b | 1984-1985 | -59.7835 | 59.7835 | -59.7835 | 59.7835 | 66.8369 | 59.7835
SE_S | d166c | 1984-1985 | -32.4296 | 32.4296 | -32.4296 | 32.4296 | 20.3844 | DE_N | d166c | 1984-1985 | -72.3507 | 72.3507 | -72.3507 | 72.3507 | 79.0782 | 72.3507
SE_S | d166d | 1984-1985 | -35.2172 | 35.2172 | -35.2172 | 35.2172 | 23.5168 | DE_N | d166d | 1984-1985 | -80.7559 | 80.7559 | -80.7559 | 80.7559 | 89.8079 | 80.7559
SE_S | d166e | 1984-1985 | -35.7529 | 35.7529 | -35.7529 | 35.7529 | 26.795 | DE_N | d166e | 1984-1985 | -84.1401 | 84.1401 | -84.1401 | 84.1401 | 99.1525 | 84.1401
SE_S | d166f | 1984-1985 | -36.0437 | 36.0437 | -36.0437 | 36.0437 | 17.173 | DE_N | d166f | 1984-1985 | -84.503 | 84.503 | -84.503 | 84.503 | 101.769 | 84.503
SE_S | d166g | 1984-1985 | -34.5541 | 34.5541 | -34.5541 | 34.5541 | 16.2259 | DE_N | d166g | 1984-1985 | -78.9441 | 78.9441 | -78.9441 | 78.9441 | 108.29 | 78.9441
SE_S | d166h | 1984-1985 | -29.1057 | 29.1057 | -29.1057 | 29.1057 | 14.4154 | DE_N | d166h | 1984-1985 | -61.9405 | 61.9405 | -61.9405 | 61.9405 | 89.0787 | 61.9405
SE_S | d167a | 1984-1985 | -25.6585 | 25.6585 | -25.6585 | 25.6585 | 13.2491 | DE_N | d167a | 1984-1985 | -58.7022 | 58.7022 | -58.7022 | 58.7022 | 94.6074 | 58.7022
SE_S | d167b | 1984-1985 | -25.837 | 25.837 | -25.837 | 25.837 | 14.144 | DE_N | d167b | 1984-1985 | -61.6385 | 61.6385 | -61.6385 | 61.6385 | 107.436 | 61.6385
SE_S | d167c | 1984-1985 | -31.5192 | 31.5192 | -31.5192 | 31.5192 | 19.8747 | DE_N | d167c | 1984-1985 | -72.6798 | 72.6798 | -72.6798 | 72.6798 | 125.457 | 72.6798
SE_S | d167d | 1984-1985 | -34.5396 | 34.5396 | -34.5396 | 34.5396 | 22.3186 | DE_N | d167d | 1984-1985 | -80.7835 | 80.7835 | -80.687 | 80.687 | 148.767 | 87.6477
SE_S | d167e | 1984-1985 | -35.0054 | 35.0054 | -35.0054 | 35.0054 | 23.8514 | DE_N | d167e | 1984-1985 | -83.9341 | 83.9341 | -83.7787 | 83.7787 | 178.576 | 105.106
SE_S | d167f | 1984-1985 | -35.8612 | 35.8612 | -35.8612 | 35.8612 | 23.9581 | DE_N | d167f | 1984-1985 | -86.2025 | 86.2025 | -86.0484 | 86.0484 | 165.157 | 108.12
SE_S | d167g | 1984-1985 | -34.4066 | 34.4066 | -34.4066 | 34.4066 | 25.3432 | DE_N | d167g | 1984-1985 | -80.6286 | 80.6286 | -80.4733 | 80.4733 | 156.322 | 100.46
SE_S | d167h | 1984-1985 | -28.8947 | 28.8947 | -28.8947 | 28.8947 | 23.8238 | DE_N | d167h | 1984-1985 | -63.5743 | 63.5743 | -63.4134 | 63.4134 | 145.377 | 78.7255
SE_S | d168a | 1984-1985 | -24.9353 | 24.9353 | -24.9353 | 24.9353 | 21.4693 | DE_N | d168a | 1984-1985 | -58.3857 | 58.3857 | -58.2228 | 58.2228 | 141.659 | 70.7415
SE_S | d168b | 1984-1985 | -25.1634 | 25.1634 | -25.1634 | 25.1634 | 21.5128 | DE_N | d168b | 1984-1985 | -60.3128 | 60.3128 | -60.1496 | 60.1496 | 141.938 | 72.0976
SE_S | d168c | 1984-1985 | -31.1144 | 31.1144 | -31.1144 | 31.1144 | 23.0411 | DE_N | d168c | 1984-1985 | -72.8059 | 72.8059 | -72.6435 | 72.6435 | 148.753 | 86.8942
SE_S | d168d | 1984-1985 | -33.0412 | 33.0412 | -33.0412 | 33.0412 | 24.386 | DE_N | d168d | 1984-1985 | -77.1697 | 77.1697 | -77.0069 | 77.0069 | 158.578 | 93.7294
SE_S | d168e | 1984-1985 | -33.4773 | 33.4773 | -33.4773 | 33.4773 | 24.3774 | DE_N | d168e | 1984-1985 | -78.5365 | 78.5365 | -78.3728 | 78.3728 | 167.383 | 96.3688
SE_S | d168f | 1984-1985 | -34.1878 | 34.1878 | -34.1878 | 34.1878 | 20.9244 | DE_N | d168f | 1984-1985 | -81.2107 | 81.2107 | -81.0488 | 81.0488 | 157.564 | 99.6735
SE_S | d168g | 1984-1985 | -33.2411 | 33.2411 | -33.2411 | 33.2411 | 20.9824 | DE_N | d168g | 1984-1985 | -76.5664 | 76.5664 | -76.4046 | 76.4046 | 151.356 | 93.3594
SE_S | d168h | 1984-1985 | -28.5382 | 28.5382 | -28.5382 | 28.5382 | 17.8394 | DE_N | d168h | 1984-1985 | -61.4809 | 61.4809 | -61.3184 | 61.3184 | 139.41 | 75.0125
SE_S | d169a | 1984-1985 | -24.7425 | 24.7425 | -24.7425 | 24.7425 | 15.1585 | DE_N | d169a | 1984-1985 | -54.6445 | 54.6445 | -54.4822 | 54.4822 | 130.277 | 65.8136
SE_S | d169b | 1984-1985 | -24.6957 | 24.6957 | -24.6957 | 24.6957 | 15.7077 | DE_N | d169b | 1984-1985 | -56.1877 | 56.1877 | -56.026 | 56.026 | 127.249 | 66.977
SE_S | d169c | 1984-1985 | -26.8868 | 26.8868 | -26.8868 | 26.8868 | 17.5753 | DE_N | d169c | 1984-1985 | -60.784 | 60.784 | -60.6229 | 60.6229 | 131.191 | 73.7433
SE_S | d169d | 1984-1985 | -29.3141 | 29.3141 | -29.3141 | 29.3141 | 20.439 | DE_N | d169d | 1984-1985 | -66.5826 | 66.5826 | -66.421 | 66.421 | 144.002 | 81.1657
SE_S | d169e | 1984-1985 | -30.0746 | 30.0746 | -30.0746 | 30.0746 | 23.2236 | DE_N | d169e | 1984-1985 | -69.0645 | 69.0645 | -68.9019 | 68.9019 | 156.918 | 85.7383
SE_S | d169f | 1984-1985 | -31.7353 | 31.7353 | -31.7353 | 31.7353 | 20.4118 | DE_N | d169f | 1984-1985 | -73.1853 | 73.1853 | -73.0249 | 73.0249 | 148.827 | 91.6936
SE_S | d169g | 1984-1985 | -31.7631 | 31.7631 | -31.7631 | 31.7631 | 22.3219 | DE_N | d169g | 1984-1985 | -71.4661 | 71.4661 | -71.3058 | 71.3058 | 148.087 | 89.8762
SE_S | d169h | 1984-1985 | -28.553 | 28.553 | -28.553 | 28.553 | 21.3913 | DE_N | d169h | 1984-1985 | -59.0173 | 59.0173 | -58.8563 | 58.8563 | 139.893 | 73.4022
SE_S | d170a | 1984-1985 | -25.2322 | 25.2322 | -25.2322 | 25.2322 | 19.9709 | DE_N | d170a | 1984-1985 | -56.4269 | 56.4269 | -56.2663 | 56.2663 | 134.283 | 67.7191
SE_S | d170b | 1984-1985 | -25.012 | 25.012 | -25.012 | 25.012 | 20.4955 | DE_N | d170b | 1984-1985 | -57.1598 | 57.1598 | -57 | 57 | 133.558 | 67.5901
SE_S | d170c | 1984-1985 | -28.1323 | 28.1323 | -28.1323 | 28.1323 | 23.5025 | DE_N | d170c | 1984-1985 | -63.2556 | 63.2556 | -63.0974 | 63.0974 | 139.854 | 78.642
SE_S | d170d | 1984-1985 | -31.5152 | 31.5152 | -31.5152 | 31.5152 | 28.6334 | DE_N | d170d | 1984-1985 | -71.1892 | 71.1892 | -71.0321 | 71.0321 | 152.469 | 90.7062
SE_S | d170e | 1984-1985 | -32.209 | 32.209 | -32.209 | 32.209 | 34.3108 | DE_N | d170e | 1984-1985 | -73.8094 | 73.8094 | -73.6528 | 73.6528 | 163.878 | 94.6137
SE_S | d170f | 1984-1985 | -32.9997 | 32.9997 | -32.9997 | 32.9997 | 31.3868 | DE_N | d170f | 1984-1985 | -75.9471 | 75.9471 | -75.8442 | 75.8442 | 150.838 | 93.1963
SE_S | d170g | 1984-1985 | -32.366 | 32.366 | -32.366 | 32.366 | 31.0795 | DE_N | d170g | 1984-1985 | -73.4806 | 73.4806 | -73.3793 | 73.3793 | 145.791 | 88.2665
SE_S | d170h | 1984-1985 | -28.4899 | 28.4899 | -28.4899 | 28.4899 | 30.3143 | DE_N | d170h | 1984-1985 | -58.2299 | 58.2299 | -58.1291 | 58.1291 | 129.889 | 67.3806
SE_S | d171a | 1984-1985 | -26.2519 | 26.2519 | -26.2519 | 26.2519 | 31.0419 | DE_N | d171a | 1984-1985 | -55.7619 | 55.7619 | -55.6625 | 55.6625 | 122.129 | 61.4313
SE_S | d171b | 1984-1985 | -26.7111 | 26.7111 | -26.7111 | 26.7111 | 31.4039 | DE_N | d171b | 1984-1985 | -57.9657 | 57.9657 | -57.8698 | 57.8698 | 117.871 | 60.9235
SE_S | d171c | 1984-1985 | -33.2217 | 33.2217 | -33.2217 | 33.2217 | 32.3468 | DE_N | d171c | 1984-1985 | -74.4199 | 74.4199 | -74.3271 | 74.3271 | 120.101 | 76.3772
SE_S | d171d | 1984-1985 | -35.2442 | 35.2442 | -35.2442 | 35.2442 | 33.2405 | DE_N | d171d | 1984-1985 | -79.5033 | 79.5033 | -79.4103 | 79.4103 | 127.361 | 81.5681
SE_S | d171e | 1984-1985 | -35.5723 | 35.5723 | -35.5723 | 35.5723 | 33.7453 | DE_N | d171e | 1984-1985 | -81.3855 | 81.3855 | -81.2917 | 81.2917 | 141.096 | 83.7977
SE_S | d171f | 1984-1985 | -36.4692 | 36.4692 | -36.4692 | 36.4692 | 28.7846 | DE_N | d171f | 1984-1985 | -85.8727 | 85.8727 | -85.7802 | 85.7802 | 132.537 | 87.803
SE_S | d171g | 1984-1985 | -34.943 | 34.943 | -34.943 | 34.943 | 29.086 | DE_N | d171g | 1984-1985 | -79.596 | 79.596 | -79.5021 | 79.5021 | 132.955 | 81.9556
SE_S | d171h | 1984-1985 | -29.4687 | 29.4687 | -29.4687 | 29.4687 | 30.6511 | DE_N | d171h | 1984-1985 | -61.2813 | 61.2813 | -61.105 | 61.105 | 141.578 | 79.0657
SE_S | d172a | 1984-1985 | -26.2569 | 26.2569 | -26.2569 | 26.2569 | 32.4733 | DE_N | d172a | 1984-1985 | -55.8675 | 55.8675 | -55.6801 | 55.6801 | 144.387 | 76.8864
SE_S | d172b | 1984-1985 | -26.6997 | 26.6997 | -26.6996 | 26.6996 | 33.8559 | DE_N | d172b | 1984-1985 | -57.81 | 57.81 | -57.6212 | 57.6212 | 144.949 | 78.8339
SE_S | d172c | 1984-1985 | -32.5323 | 32.5323 | -32.5323 | 32.5323 | 36.9598 | DE_N | d172c | 1984-1985 | -72.896 | 72.896 | -72.7082 | 72.7082 | 150.405 | 93.8239
SE_S | d172d | 1984-1985 | -34.7803 | 34.7803 | -34.7803 | 34.7803 | 38.79 | DE_N | d172d | 1984-1985 | -77.9341 | 77.9341 | -77.745 | 77.745 | 158.138 | 99.2722
SE_S | d172e | 1984-1985 | -35.1067 | 35.1067 | -35.1067 | 35.1067 | 39.2097 | DE_N | d172e | 1984-1985 | -80.653 | 80.653 | -80.4617 | 80.4617 | 168.432 | 102.391
SE_S | d172f | 1984-1985 | -35.6936 | 35.6936 | -35.6936 | 35.6936 | 37.0154 | DE_N | d172f | 1984-1985 | -83.6745 | 83.6745 | -83.4855 | 83.4855 | 156.643 | 105.536
SE_S | d172g | 1984-1985 | -34.3798 | 34.3798 | -34.3798 | 34.3798 | 36.2561 | DE_N | d172g | 1984-1985 | -79.6621 | 79.6621 | -79.4715 | 79.4715 | 151.813 | 100.903
SE_S | d172h | 1984-1985 | -28.2802 | 28.2802 | -28.2802 | 28.2802 | 34.5963 | DE_N | d172h | 1984-1985 | -61.6068 | 61.6068 | -61.3579 | 61.3579 | 145.496 | 85.9983
SE_S | d173a | 1984-1985 | -24.8373 | 24.8373 | -24.8373 | 24.8373 | 34.3603 | DE_N | d173a | 1984-1985 | -55.3481 | 55.3481 | -55.0811 | 55.0811 | 143.214 | 80.4821
SE_S | d173b | 1984-1985 | -25.0953 | 25.0953 | -25.0953 | 25.0953 | 35.8117 | DE_N | d173b | 1984-1985 | -57.0588 | 57.0588 | -56.787 | 56.787 | 144.17 | 81.6732
SE_S | d173c | 1984-1985 | -30.5406 | 30.5406 | -30.5406 | 30.5406 | 37.5827 | DE_N | d173c | 1984-1985 | -70.0295 | 70.0295 | -69.757 | 69.757 | 150.548 | 94.0954
SE_S | d173d | 1984-1985 | -33.5392 | 33.5392 | -33.5392 | 33.5392 | 42.1826 | DE_N | d173d | 1984-1985 | -79.224 | 79.224 | -78.9452 | 78.9452 | 168.438 | 103.497
SE_S | d173e | 1984-1985 | -34.5466 | 34.5466 | -34.5466 | 34.5466 | 45.8808 | DE_N | d173e | 1984-1985 | -82.6542 | 82.6542 | -82.3569 | 82.3569 | 184.92 | 109.219
SE_S | d173f | 1984-1985 | -34.5518 | 34.5518 | -34.5518 | 34.5518 | 39.8066 | DE_N | d173f | 1984-1985 | -82.779 | 82.779 | -82.5021 | 82.5021 | 163.505 | 106.344
SE_S | d173g | 1984-1985 | -33.1639 | 33.1639 | -33.1639 | 33.1639 | 39.0902 | DE_N | d173g | 1984-1985 | -77.6612 | 77.6612 | -77.3852 | 77.3852 | 155.988 | 100.909
SE_S | d173h | 1984-1985 | -28.1643 | 28.1643 | -28.1643 | 28.1643 | 37.7927 | DE_N | d173h | 1984-1985 | -60.9952 | 60.9952 | -60.7164 | 60.7164 | 147.721 | 84.1541
SE_S | d174a | 1984-1985 | -24.9134 | 24.9134 | -24.9134 | 24.9134 | 37.5005 | DE_N | d174a | 1984-1985 | -54.931 | 54.931 | -54.6514 | 54.6514 | 144.719 | 77.9604
SE_S | d174b | 1984-1985 | -24.8646 | 24.8646 | -24.8646 | 24.8646 | 37.4913 | DE_N | d174b | 1984-1985 | -56.0532 | 56.0532 | -55.7755 | 55.7755 | 145.079 | 78.9013
SE_S | d174c | 1984-1985 | -30.3063 | 30.3063 | -30.3063 | 30.3063 | 38.296 | DE_N | d174c | 1984-1985 | -69.1434 | 69.1434 | -68.8722 | 68.8722 | 151.262 | 91.7374
SE_S | d174d | 1984-1985 | -32.3918 | 32.3918 | -32.3918 | 32.3918 | 39.0773 | DE_N | d174d | 1984-1985 | -76.3191 | 76.3191 | -76.0535 | 76.0535 | 157.913 | 98.7502
SE_S | d174e | 1984-1985 | -33.5211 | 33.5211 | -33.5211 | 33.5211 | 40.0138 | DE_N | d174e | 1984-1985 | -80.7256 | 80.7256 | -80.4672 | 80.4672 | 163.927 | 103.037
SE_S | d174f | 1984-1985 | -33.7285 | 33.7285 | -33.7285 | 33.7285 | 39.3609 | DE_N | d174f | 1984-1985 | -81.7869 | 81.7869 | -81.5899 | 81.5899 | 158.517 | 103.145
SE_S | d174g | 1984-1985 | -31.778 | 31.778 | -31.778 | 31.778 | 38.9507 | DE_N | d174g | 1984-1985 | -74.9926 | 74.9926 | -74.8056 | 74.8056 | 148.463 | 95.1533
SE_S | d174h | 1984-1985 | -27.1854 | 27.1854 | -27.1854 | 27.1854 | 37.726 | DE_N | d174h | 1984-1985 | -59.558 | 59.558 | -59.3745 | 59.3745 | 127.989 | 78.3716
SE_S | d175a | 1984-1985 | -23.9398 | 23.9398 | -23.9398 | 23.9398 | 35.2913 | DE_N | d175a | 1984-1985 | -52.2619 | 52.2619 | -52.0787 | 52.0787 | 124.301 | 70.6177
SE_S | d175b | 1984-1985 | -24.2388 | 24.2388 | -24.2388 | 24.2388 | 29.295 | DE_N | d175b | 1984-1985 | -54.0153 | 54.0153 | -53.836 | 53.836 | 115.891 | 70.4535
SE_S | d175c | 1984-1985 | -29.9754 | 29.9754 | -29.9754 | 29.9754 | 22.4631 | DE_N | d175c | 1984-1985 | -67.7392 | 67.7392 | -67.57 | 67.57 | 122.641 | 80.7586
SE_S | d175d | 1984-1985 | -31.3543 | 31.3543 | -31.3543 | 31.3543 | 18.1443 | DE_N | d175d | 1984-1985 | -72.7722 | 72.7722 | -72.5901 | 72.5901 | 142.128 | 91.5151
SE_S | d175e | 1984-1985 | -31.752 | 31.752 | -31.752 | 31.752 | 22.3811 | DE_N | d175e | 1984-1985 | -74.9541 | 74.9541 | -74.4556 | 74.4556 | 182.354 | 107.497
SE_S | d175f | 1984-1985 | -32.1742 | 32.1742 | -32.1742 | 32.1742 | 24.2271 | DE_N | d175f | 1984-1985 | -77.3925 | 77.3925 | -76.9038 | 76.9038 | 168.947 | 105.627
SE_S | d175g | 1984-1985 | -32.1117 | 32.1117 | -32.1117 | 32.1117 | 26.9894 | DE_N | d175g | 1984-1985 | -75.2056 | 75.2056 | -74.7182 | 74.7182 | 158.848 | 102.44
SE_S | d175h | 1984-1985 | -27.81 | 27.81 | -27.81 | 27.81 | 28.6588 | DE_N | d175h | 1984-1985 | -60.7683 | 60.7683 | -60.2617 | 60.2617 | 151.996 | 89.0358
SE_S | d176a | 1984-1985 | -24.039 | 24.039 | -24.039 | 24.039 | 30.9644 | DE_N | d176a | 1984-1985 | -53.163 | 53.163 | -52.6409 | 52.6409 | 148.753 | 82.4496
SE_S | d176b | 1984-1985 | -23.8388 | 23.8388 | -23.8388 | 23.8388 | 31.8253 | DE_N | d176b | 1984-1985 | -53.6434 | 53.6434 | -53.1147 | 53.1147 | 148.684 | 83.2508
SE_S | d176c | 1984-1985 | -25.7363 | 25.7363 | -25.7363 | 25.7363 | 33.5272 | DE_N | d176c | 1984-1985 | -59.1979 | 59.1979 | -58.6675 | 58.6675 | 150.371 | 88.6387
SE_S | d176d | 1984-1985 | -28.3836 | 28.3836 | -28.3836 | 28.3836 | 38.3888 | DE_N | d176d | 1984-1985 | -66.5117 | 66.5117 | -65.959 | 65.959 | 171.273 | 99.2701
SE_S | d176e | 1984-1985 | -29.0748 | 29.0748 | -29.0748 | 29.0748 | 47.6317 | DE_N | d176e | 1984-1985 | -67.467 | 67.467 | -66.8624 | 66.8624 | 200.987 | 124.728
SE_S | d176f | 1984-1985 | -30.8581 | 30.8581 | -30.858 | 30.858 | 34.5437 | DE_N | d176f | 1984-1985 | -73.34 | 73.34 | -72.8072 | 72.8072 | 163.06 | 102.604
SE_S | d176g | 1984-1985 | -31.0507 | 31.0507 | -31.0506 | 31.0506 | 32.3373 | DE_N | d176g | 1984-1985 | -72.3644 | 72.3644 | -71.8423 | 71.8423 | 155.34 | 100.513
SE_S | d176h | 1984-1985 | -27.7758 | 27.7758 | -27.7758 | 27.7758 | 30.7054 | DE_N | d176h | 1984-1985 | -59.5061 | 59.5061 | -58.9785 | 58.9785 | 148.679 | 88.2287
SE_S | d177a | 1984-1985 | -24.331 | 24.331 | -24.331 | 24.331 | 28.7341 | DE_N | d177a | 1984-1985 | -54.54 | 54.54 | -54.0104 | 54.0104 | 146.716 | 83.5168
SE_S | d177b | 1984-1985 | -23.872 | 23.872 | -23.872 | 23.872 | 27.9314 | DE_N | d177b | 1984-1985 | -54.6462 | 54.6462 | -54.1168 | 54.1168 | 147.593 | 83.6564
SE_S | d177c | 1984-1985 | -26.5954 | 26.5954 | -26.5954 | 26.5954 | 31.8502 | DE_N | d177c | 1984-1985 | -63.0349 | 63.0349 | -62.5106 | 62.5106 | 151.858 | 91.5944
SE_S | d177d | 1984-1985 | -30.3862 | 30.3862 | -30.3862 | 30.3862 | 37.3317 | DE_N | d177d | 1984-1985 | -72.3271 | 72.3271 | -71.7998 | 71.7998 | 164.717 | 101.342
SE_S | d177e | 1984-1985 | -31.2243 | 31.2243 | -31.2243 | 31.2243 | 39.8734 | DE_N | d177e | 1984-1985 | -74.9087 | 74.9087 | -74.3744 | 74.3744 | 172.967 | 105.004
SE_S | d177f | 1984-1985 | -32.264 | 32.264 | -32.2639 | 32.2639 | 38.5412 | DE_N | d177f | 1984-1985 | -79.2796 | 79.2796 | -78.767 | 78.767 | 161.876 | 107.202
SE_S | d177g | 1984-1985 | -31.361 | 31.361 | -31.361 | 31.361 | 38.7657 | DE_N | d177g | 1984-1985 | -74.8792 | 74.8792 | -74.3688 | 74.3688 | 157.17 | 102.702
SE_S | d177h | 1984-1985 | -27.4683 | 27.4683 | -27.4683 | 27.4683 | 38.1603 | DE_N | d177h | 1984-1985 | -59.7493 | 59.7493 | -59.2316 | 59.2316 | 149.604 | 88.4512
SE_S | d178a | 1984-1985 | -24.683 | 24.683 | -24.683 | 24.683 | 37.6907 | DE_N | d178a | 1984-1985 | -56.0438 | 56.0438 | -55.5258 | 55.5258 | 147.902 | 85.0229
SE_S | d178b | 1984-1985 | -24.835 | 24.835 | -24.835 | 24.835 | 37.7313 | DE_N | d178b | 1984-1985 | -58.5733 | 58.5733 | -58.0599 | 58.0599 | 149.304 | 87.394
SE_S | d178c | 1984-1985 | -31.179 | 31.179 | -31.179 | 31.179 | 38.7728 | DE_N | d178c | 1984-1985 | -74.5327 | 74.5327 | -74.0324 | 74.0324 | 157.142 | 102.465
SE_S | d178d | 1984-1985 | -33.0916 | 33.0916 | -33.0916 | 33.0916 | 39.9913 | DE_N | d178d | 1984-1985 | -80.2554 | 80.2554 | -79.7507 | 79.7507 | 171.027 | 109.265
SE_S | d178e | 1984-1985 | -33.3119 | 33.3119 | -33.3119 | 33.3119 | 43.404 | DE_N | d178e | 1984-1985 | -81.0504 | 81.0504 | -80.5135 | 80.5135 | 197.914 | 123.09
SE_S | d178f | 1984-1985 | -34.0182 | 34.0182 | -34.0182 | 34.0182 | 40.4063 | DE_N | d178f | 1984-1985 | -83.95 | 83.95 | -83.5248 | 83.5248 | 169.109 | 110.015
SE_S | d178g | 1984-1985 | -33.1253 | 33.1253 | -33.1253 | 33.1253 | 39.3575 | DE_N | d178g | 1984-1985 | -79.7616 | 79.7616 | -79.4111 | 79.4111 | 157.138 | 103.544
SE_S | d178h | 1984-1985 | -28.0564 | 28.0564 | -28.0564 | 28.0564 | 38.1028 | DE_N | d178h | 1984-1985 | -61.492 | 61.492 | -61.1473 | 61.1473 | 146.185 | 85.7235
SE_S | d179a | 1984-1985 | -24.8798 | 24.8798 | -24.8798 | 24.8798 | 37.4468 | DE_N | d179a | 1984-1985 | -56.7991 | 56.7991 | -56.4709 | 56.4709 | 142.149 | 81.446
SE_S | d179b | 1984-1985 | -25.1148 | 25.1148 | -25.1148 | 25.1148 | 36.5227 | DE_N | d179b | 1984-1985 | -58.2841 | 58.2841 | -58.0285 | 58.0285 | 139.917 | 81.3318
SE_S | d179c | 1984-1985 | -31.5115 | 31.5115 | -31.5115 | 31.5115 | 36.8301 | DE_N | d179c | 1984-1985 | -72.526 | 72.526 | -72.526 | 72.526 | 135.297 | 85.7016
SE_S | d179d | 1984-1985 | -34.38 | 34.38 | -34.38 | 34.38 | 37.4354 | DE_N | d179d | 1984-1985 | -79.5588 | 79.5588 | -79.5588 | 79.5588 | 141.674 | 96.8845
SE_S | d179e | 1984-1985 | -35.3193 | 35.3193 | -35.3193 | 35.3193 | 37.3439 | DE_N | d179e | 1984-1985 | -82.7846 | 82.7846 | -82.7846 | 82.7846 | 153.058 | 102.858
SE_S | d179f | 1984-1985 | -35.3944 | 35.3944 | -35.3944 | 35.3944 | 34.1422 | DE_N | d179f | 1984-1985 | -83.6803 | 83.6803 | -83.6803 | 83.6803 | 138.435 | 103.401
SE_S | d179g | 1984-1985 | -33.3516 | 33.3516 | -33.3516 | 33.3516 | 34.9951 | DE_N | d179g | 1984-1985 | -76.0583 | 76.0583 | -76.0583 | 76.0583 | 132.878 | 91.96
SE_S | d179h | 1984-1985 | -28.7186 | 28.7186 | -28.7186 | 28.7186 | 31.7797 | DE_N | d179h | 1984-1985 | -61.5799 | 61.5799 | -61.5799 | 61.5799 | 126.002 | 74.0788
SE_S | d180a | 1984-1985 | -25.0193 | 25.0193 | -25.0193 | 25.0193 | 28.859 | DE_N | d180a | 1984-1985 | -56.2616 | 56.2616 | -56.2616 | 56.2616 | 121.128 | 66.3082
SE_S | d180b | 1984-1985 | -25.172 | 25.172 | -25.172 | 25.172 | 28.0334 | DE_N | d180b | 1984-1985 | -57.5772 | 57.5772 | -57.5772 | 57.5772 | 124.539 | 67.5857
SE_S | d180c | 1984-1985 | -31.0581 | 31.0581 | -31.0581 | 31.0581 | 29.7007 | DE_N | d180c | 1984-1985 | -69.9339 | 69.9339 | -69.9339 | 69.9339 | 134.124 | 83.1778
SE_S | d180d | 1984-1985 | -34.1088 | 34.1088 | -34.1088 | 34.1088 | 30.4669 | DE_N | d180d | 1984-1985 | -77.8127 | 77.8127 | -77.8127 | 77.8127 | 146.548 | 95.1877
SE_S | d180e | 1984-1985 | -35.8621 | 35.8621 | -35.8621 | 35.8621 | 31.4635 | DE_N | d180e | 1984-1985 | -84.1845 | 84.1845 | -84.1845 | 84.1845 | 160.133 | 108.14
SE_S | d180f | 1984-1985 | -35.5329 | 35.5329 | -35.5329 | 35.5329 | 29.3096 | DE_N | d180f | 1984-1985 | -83.4553 | 83.4553 | -83.4553 | 83.4553 | 132.6 | 83.4553
SE_S | d180g | 1984-1985 | -33.6437 | 33.6437 | -33.6437 | 33.6437 | 30.3723 | DE_N | d180g | 1984-1985 | -76.4034 | 76.4034 | -76.4034 | 76.4034 | 123.543 | 76.4034
SE_S | d180h | 1984-1985 | -28.5871 | 28.5871 | -28.5871 | 28.5871 | 26.5428 | DE_N | d180h | 1984-1985 | -60.6552 | 60.6552 | -60.6552 | 60.6552 | 113.383 | 60.6552
SE_S | d181a | 1984-1985 | -25.6803 | 25.6803 | -25.6803 | 25.6803 | 23.4977 | DE_N | d181a | 1984-1985 | -56.9114 | 56.9114 | -56.9114 | 56.9114 | 109.497 | 56.9114
SE_S | d181b | 1984-1985 | -25.9559 | 25.9559 | -25.9559 | 25.9559 | 22.4796 | DE_N | d181b | 1984-1985 | -57.9956 | 57.9956 | -57.9956 | 57.9956 | 107.023 | 57.9956
SE_S | d181c | 1984-1985 | -31.8858 | 31.8858 | -31.8858 | 31.8858 | 27.8764 | DE_N | d181c | 1984-1985 | -70.4157 | 70.4157 | -70.4157 | 70.4157 | 101.102 | 70.4157
SE_S | d181d | 1984-1985 | -34.8708 | 34.8708 | -34.8708 | 34.8708 | 29.9685 | DE_N | d181d | 1984-1985 | -77.6118 | 77.6118 | -77.6118 | 77.6118 | 101.057 | 77.6118
SE_S | d181e | 1984-1985 | -36.1692 | 36.1692 | -36.1692 | 36.1692 | 31.8356 | DE_N | d181e | 1984-1985 | -82.105 | 82.105 | -82.105 | 82.105 | 111.246 | 82.105
SE_S | d181f | 1984-1985 | -36.337 | 36.337 | -36.337 | 36.337 | 29.0918 | DE_N | d181f | 1984-1985 | -83.2671 | 83.2671 | -83.2671 | 83.2671 | 97.2858 | 83.2671
SE_S | d181g | 1984-1985 | -34.5735 | 34.5735 | -34.5735 | 34.5735 | 26.8313 | DE_N | d181g | 1984-1985 | -77.4984 | 77.4984 | -77.4984 | 77.4984 | 89.6568 | 77.4984
SE_S | d181h | 1984-1985 | -28.962 | 28.962 | -28.962 | 28.962 | 22.5749 | DE_N | d181h | 1984-1985 | -60.124 | 60.124 | -60.124 | 60.124 | 76.6812 | 60.124
SE_S | d182a | 1984-1985 | -25.604 | 25.604 | -25.604 | 25.604 | 20.2126 | DE_N | d182a | 1984-1985 | -57.9045 | 57.9045 | -57.9045 | 57.9045 | 72.7898 | 57.9045
SE_S | d182b | 1984-1985 | -26.1539 | 26.1539 | -26.1539 | 26.1539 | 19.6793 | DE_N | d182b | 1984-1985 | -60.1903 | 60.1903 | -60.1903 | 60.1903 | 71.8473 | 60.1903
SE_S | d182c | 1984-1985 | -31.8506 | 31.8506 | -31.8506 | 31.8506 | 21.0988 | DE_N | d182c | 1984-1985 | -73.2901 | 73.2901 | -73.2901 | 73.2901 | 78.94 | 73.2901
SE_S | d182d | 1984-1985 | -33.6726 | 33.6726 | -33.6726 | 33.6726 | 23.3584 | DE_N | d182d | 1984-1985 | -76.8137 | 76.8137 | -76.8137 | 76.8137 | 87.7536 | 76.8137
SE_S | d182e | 1984-1985 | -34.3649 | 34.3649 | -34.3649 | 34.3649 | 24.2669 | DE_N | d182e | 1984-1985 | -79.418 | 79.418 | -79.418 | 79.418 | 103.339 | 79.418
SE_S | d182f | 1984-1985 | -34.5431 | 34.5431 | -34.5431 | 34.5431 | 24.431 | DE_N | d182f | 1984-1985 | -80.5754 | 80.5754 | -80.5754 | 80.5754 | 96.1961 | 80.5754
SE_S | d182g | 1984-1985 | -33.4929 | 33.4929 | -33.4929 | 33.4929 | 24.756 | DE_N | d182g | 1984-1985 | -76.5524 | 76.5524 | -76.5524 | 76.5524 | 91.906 | 76.5524
SE_S | d182h | 1984-1985 | -28.4903 | 28.4903 | -28.4903 | 28.4903 | 22.227 | DE_N | d182h | 1984-1985 | -60.103 | 60.103 | -60.103 | 60.103 | 82.5864 | 60.103
SE_S | d183a | 1984-1985 | -25.3768 | 25.3768 | -25.3768 | 25.3768 | 22.4516 | DE_N | d183a | 1984-1985 | -55.1517 | 55.1517 | -55.1517 | 55.1517 | 78.988 | 55.1517
SE_S | d183b | 1984-1985 | -25.0825 | 25.0825 | -25.0825 | 25.0825 | 22.2218 | DE_N | d183b | 1984-1985 | -56.6083 | 56.6083 | -56.6083 | 56.6083 | 79.1682 | 56.6083
SE_S | d183c | 1984-1985 | -27.0596 | 27.0596 | -27.0596 | 27.0596 | 22.5877 | DE_N | d183c | 1984-1985 | -60.9355 | 60.9355 | -60.9355 | 60.9355 | 80.7435 | 60.9355
SE_S | d183d | 1984-1985 | -29.3125 | 29.3125 | -29.3125 | 29.3125 | 24.359 | DE_N | d183d | 1984-1985 | -65.8492 | 65.8492 | -65.8492 | 65.8492 | 89.5867 | 65.8492
SE_S | d183e | 1984-1985 | -30.5883 | 30.5883 | -30.5883 | 30.5883 | 27.0262 | DE_N | d183e | 1984-1985 | -69.0672 | 69.0672 | -69.0672 | 69.0672 | 106.699 | 69.0672
SE_S | d183f | 1984-1985 | -31.7332 | 31.7332 | -31.7332 | 31.7332 | 23.3548 | DE_N | d183f | 1984-1985 | -72.0306 | 72.0306 | -72.0306 | 72.0306 | 87.301 | 72.0306
SE_S | d183g | 1984-1985 | -31.8379 | 31.8379 | -31.8379 | 31.8379 | 23.3228 | DE_N | d183g | 1984-1985 | -70.9126 | 70.9126 | -70.9126 | 70.9126 | 80.4943 | 70.9126
SE_S | d183h | 1984-1985 | -28.3755 | 28.3755 | -28.3755 | 28.3755 | 21.3124 | DE_N | d183h | 1984-1985 | -57.9667 | 57.9667 | -57.9667 | 57.9667 | 72.1898 | 57.9667
SE_S | d184a | 1984-1985 | -25.7848 | 25.7848 | -25.7848 | 25.7848 | 20.8181 | DE_N | d184a | 1984-1985 | -54.6524 | 54.6524 | -54.6524 | 54.6524 | 70.4835 | 54.6524
SE_S | d184b | 1984-1985 | -25.6453 | 25.6453 | -25.6453 | 25.6453 | 20.2496 | DE_N | d184b | 1984-1985 | -55.0192 | 55.0192 | -55.0192 | 55.0192 | 69.7965 | 55.0192
SE_S | d184c | 1984-1985 | -28.1307 | 28.1307 | -28.1307 | 28.1307 | 20.4717 | DE_N | d184c | 1984-1985 | -61.8336 | 61.8336 | -61.8336 | 61.8336 | 72.1272 | 61.8336
SE_S | d184d | 1984-1985 | -31.6355 | 31.6355 | -31.6355 | 31.6355 | 22.994 | DE_N | d184d | 1984-1985 | -71.7123 | 71.7123 | -71.7123 | 71.7123 | 85.0549 | 71.7123
SE_S | d184e | 1984-1985 | -32.5673 | 32.5673 | -32.5673 | 32.5673 | 25.5999 | DE_N | d184e | 1984-1985 | -74.2272 | 74.2272 | -74.2272 | 74.2272 | 100.525 | 74.2272
SE_S | d184f | 1984-1985 | -33.5618 | 33.5618 | -33.5618 | 33.5618 | 22.833 | DE_N | d184f | 1984-1985 | -78.5821 | 78.5821 | -78.5821 | 78.5821 | 87.1374 | 78.5821
SE_S | d184g | 1984-1985 | -32.3386 | 32.3386 | -32.3386 | 32.3386 | 22.7053 | DE_N | d184g | 1984-1985 | -72.9719 | 72.9719 | -72.9719 | 72.9719 | 87.5763 | 72.9719
SE_S | d184h | 1984-1985 | -28.6515 | 28.6515 | -28.6515 | 28.6515 | 24.4906 | DE_N | d184h | 1984-1985 | -58.5949 | 58.5949 | -58.5949 | 58.5949 | 103.509 | 58.5949
SE_S | d185a | 1984-1985 | -26.2809 | 26.2809 | -26.2809 | 26.2809 | 22.7124 | DE_N | d185a | 1984-1985 | -56.4169 | 56.4169 | -56.4169 | 56.4169 | 98.8557 | 56.4169
SE_S | d185b | 1984-1985 | -26.7576 | 26.7576 | -26.7576 | 26.7576 | 22.0101 | DE_N | d185b | 1984-1985 | -58.8981 | 58.8981 | -58.8981 | 58.8981 | 119.585 | 59.7668
SE_S | d185c | 1984-1985 | -32.6957 | 32.6957 | -32.6957 | 32.6957 | 27.3363 | DE_N | d185c | 1984-1985 | -73.2546 | 73.2546 | -73.2546 | 73.2546 | 136.321 | 75.7968
SE_S | d185d | 1984-1985 | -35.3803 | 35.3803 | -35.3803 | 35.3803 | 32.15 | DE_N | d185d | 1984-1985 | -80.9879 | 80.9879 | -80.9879 | 80.9879 | 150.446 | 87.8388
SE_S | d185e | 1984-1985 | -36.4543 | 36.4543 | -36.4543 | 36.4543 | 33.7467 | DE_N | d185e | 1984-1985 | -85.128 | 85.128 | -85.128 | 85.128 | 158.952 | 95.4343
SE_S | d185f | 1984-1985 | -36.4582 | 36.4582 | -36.4582 | 36.4582 | 30.4748 | DE_N | d185f | 1984-1985 | -85.2223 | 85.2223 | -85.2223 | 85.2223 | 151.972 | 94.7355
SE_S | d185g | 1984-1985 | -34.8423 | 34.8423 | -34.8423 | 34.8423 | 29.0541 | DE_N | d185g | 1984-1985 | -79.5264 | 79.5264 | -79.5264 | 79.5264 | 142.222 | 87.3041
SE_S | d185h | 1984-1985 | -29.6176 | 29.6176 | -29.6176 | 29.6176 | 24.5653 | DE_N | d185h | 1984-1985 | -63.1671 | 63.1671 | -63.1671 | 63.1671 | 127.572 | 83.8732
SE_S | d186a | 1984-1985 | -25.2853 | 25.2853 | -25.2853 | 25.2853 | 23.5565 | DE_N | d186a | 1984-1985 | -55.584 | 55.584 | -55.584 | 55.584 | 122.151 | 79.376
SE_S | d186b | 1984-1985 | -24.8147 | 24.8147 | -24.8147 | 24.8147 | 24.8246 | DE_N | d186b | 1984-1985 | -57.7988 | 57.7988 | -57.7988 | 57.7988 | 119.465 | 80.6658
SE_S | d186c | 1984-1985 | -28.7712 | 28.7712 | -28.7712 | 28.7712 | 27.8588 | DE_N | d186c | 1984-1985 | -68.2559 | 68.2559 | -68.2559 | 68.2559 | 117.819 | 90.8369
SE_S | d186d | 1984-1985 | -31.6902 | 31.6902 | -31.6902 | 31.6902 | 30.792 | DE_N | d186d | 1984-1985 | -75.6525 | 75.6525 | -75.6525 | 75.6525 | 137.396 | 98.1703
SE_S | d186e | 1984-1985 | -32.6597 | 32.6597 | -32.6597 | 32.6597 | 33.8184 | DE_N | d186e | 1984-1985 | -78.4618 | 78.4618 | -78.4618 | 78.4618 | 161.848 | 106.664
SE_S | d186f | 1984-1985 | -33.8324 | 33.8324 | -33.8324 | 33.8324 | 34.2381 | DE_N | d186f | 1984-1985 | -81.7482 | 81.7482 | -81.7482 | 81.7482 | 157.778 | 106.712
SE_S | d186g | 1984-1985 | -33.2412 | 33.2412 | -33.2412 | 33.2412 | 33.6083 | DE_N | d186g | 1984-1985 | -76.5113 | 76.5113 | -76.5113 | 76.5113 | 150.828 | 100.594
SE_S | d186h | 1984-1985 | -28.9865 | 28.9865 | -28.9865 | 28.9865 | 33.7145 | DE_N | d186h | 1984-1985 | -63.987 | 63.987 | -63.987 | 63.987 | 142.478 | 90.0776
SE_S | d187a | 1984-1985 | -25.4285 | 25.4285 | -25.4285 | 25.4285 | 32.8745 | DE_N | d187a | 1984-1985 | -56.8615 | 56.8615 | -56.8615 | 56.8615 | 137.652 | 81.5179
SE_S | d187b | 1984-1985 | -25.06 | 25.06 | -25.06 | 25.06 | 32.5198 | DE_N | d187b | 1984-1985 | -57.568 | 57.568 | -57.568 | 57.568 | 135.906 | 81.525
SE_S | d187c | 1984-1985 | -28.6903 | 28.6903 | -28.6903 | 28.6903 | 34.0905 | DE_N | d187c | 1984-1985 | -67.4028 | 67.4028 | -67.4028 | 67.4028 | 137.805 | 90.9449
SE_S | d187d | 1984-1985 | -31.4381 | 31.4381 | -31.4381 | 31.4381 | 37.5375 | DE_N | d187d | 1984-1985 | -73.6067 | 73.6067 | -73.6067 | 73.6067 | 145.072 | 96.9744
SE_S | d187e | 1984-1985 | -33.2787 | 33.2787 | -33.2787 | 33.2787 | 47.1314 | DE_N | d187e | 1984-1985 | -79.1594 | 79.1594 | -79.1594 | 79.1594 | 168.28 | 103.05
SE_S | d187f | 1984-1985 | -34.5725 | 34.5725 | -34.5725 | 34.5725 | 42.7367 | DE_N | d187f | 1984-1985 | -82.7455 | 82.7455 | -82.7455 | 82.7455 | 147.736 | 105.748
SE_S | d187g | 1984-1985 | -33.7341 | 33.7341 | -33.7341 | 33.7341 | 39.6242 | DE_N | d187g | 1984-1985 | -77.6648 | 77.6648 | -77.6648 | 77.6648 | 131.872 | 100.377
SE_S | d187h | 1984-1985 | -29.2657 | 29.2657 | -29.2657 | 29.2657 | 36.9128 | DE_N | d187h | 1984-1985 | -63.5261 | 63.5261 | -63.5261 | 63.5261 | 119.248 | 85.9698
SE_S | d188a | 1984-1985 | -25.7057 | 25.7057 | -25.7057 | 25.7057 | 35.5418 | DE_N | d188a | 1984-1985 | -56.8149 | 56.8149 | -56.8149 | 56.8149 | 119.698 | 79.0877
SE_S | d188b | 1984-1985 | -25.3932 | 25.3932 | -25.3932 | 25.3932 | 36.0323 | DE_N | d188b | 1984-1985 | -57.4978 | 57.4978 | -57.4978 | 57.4978 | 120.316 | 79.6758
SE_S | d188c | 1984-1985 | -29.5414 | 29.5414 | -29.5414 | 29.5414 | 39.6304 | DE_N | d188c | 1984-1985 | -68.8618 | 68.8618 | -68.8618 | 68.8618 | 128.515 | 90.9949
SE_S | d188d | 1984-1985 | -32.0281 | 32.0281 | -32.0281 | 32.0281 | 43.417 | DE_N | d188d | 1984-1985 | -73.9295 | 73.9295 | -73.9295 | 73.9295 | 152.912 | 98.7291
SE_S | d188e | 1984-1985 | -33.8702 | 33.8702 | -33.8702 | 33.8702 | 54.4174 | DE_N | d188e | 1984-1985 | -79.5154 | 79.5154 | -79.5154 | 79.5154 | 192.955 | 121.458
SE_S | d188f | 1984-1985 | -34.3906 | 34.3906 | -34.3906 | 34.3906 | 42.2111 | DE_N | d188f | 1984-1985 | -80.8476 | 80.8476 | -80.8476 | 80.8476 | 157.89 | 105.866
SE_S | d188g | 1984-1985 | -34.0291 | 34.0291 | -34.0291 | 34.0291 | 40.5776 | DE_N | d188g | 1984-1985 | -78.4001 | 78.4001 | -78.4001 | 78.4001 | 146.141 | 102.801
SE_S | d188h | 1984-1985 | -29.1859 | 29.1859 | -29.1859 | 29.1859 | 38.7138 | DE_N | d188h | 1984-1985 | -63.3861 | 63.3861 | -63.3861 | 63.3861 | 143.024 | 88.391
SE_S | d189a | 1984-1985 | -25.4308 | 25.4308 | -25.4308 | 25.4308 | 38.6122 | DE_N | d189a | 1984-1985 | -56.2298 | 56.2298 | -56.2298 | 56.2298 | 143.005 | 81.8199
SE_S | d189b | 1984-1985 | -25.3094 | 25.3094 | -25.3094 | 25.3094 | 38.8911 | DE_N | d189b | 1984-1985 | -57.9484 | 57.9484 | -57.9484 | 57.9484 | 142.352 | 83.3126
SE_S | d189c | 1984-1985 | -29.2708 | 29.2708 | -29.2708 | 29.2708 | 39.7077 | DE_N | d189c | 1984-1985 | -68.6789 | 68.6789 | -68.6789 | 68.6789 | 146.703 | 93.6308
SE_S | d189d | 1984-1985 | -30.9598 | 30.9598 | -30.9598 | 30.9598 | 44.3891 | DE_N | d189d | 1984-1985 | -70.4973 | 70.4973 | -70.4973 | 70.4973 | 157.731 | 95.8055
SE_S | d189e | 1984-1985 | -31.5899 | 31.5899 | -31.5899 | 31.5899 | 54.1238 | DE_N | d189e | 1984-1985 | -70.8931 | 70.8931 | -70.8931 | 70.8931 | 195.911 | 124.172
SE_S | d189f | 1984-1985 | -32.8264 | 32.8264 | -32.8264 | 32.8264 | 42.2089 | DE_N | d189f | 1984-1985 | -75.6778 | 75.6778 | -75.6778 | 75.6778 | 163.261 | 100.736
SE_S | d189g | 1984-1985 | -32.0619 | 32.0619 | -32.0619 | 32.0619 | 40.2629 | DE_N | d189g | 1984-1985 | -71.7595 | 71.7595 | -71.7595 | 71.7595 | 149.625 | 96.142
SE_S | d189h | 1984-1985 | -29.0535 | 29.0535 | -29.0535 | 29.0535 | 39.1639 | DE_N | d189h | 1984-1985 | -62.7754 | 62.7754 | -62.7754 | 62.7754 | 140.814 | 86.9788
SE_S | d190a | 1984-1985 | -25.9868 | 25.9868 | -25.9868 | 25.9868 | 38.4769 | DE_N | d190a | 1984-1985 | -54.265 | 54.265 | -54.265 | 54.265 | 131.474 | 78.3101
SE_S | d190b | 1984-1985 | -25.9528 | 25.9528 | -25.9528 | 25.9528 | 37.0599 | DE_N | d190b | 1984-1985 | -55.0989 | 55.0989 | -55.0989 | 55.0989 | 129.083 | 78.9725
SE_S | d190c | 1984-1985 | -28.1423 | 28.1423 | -28.1423 | 28.1423 | 36.2063 | DE_N | d190c | 1984-1985 | -60.7012 | 60.7012 | -60.7012 | 60.7012 | 131.394 | 84.4672
SE_S | d190d | 1984-1985 | -30.0133 | 30.0133 | -30.0133 | 30.0133 | 39.7252 | DE_N | d190d | 1984-1985 | -65.115 | 65.115 | -65.115 | 65.115 | 149.302 | 89.1836
SE_S | d190e | 1984-1985 | -30.6439 | 30.6439 | -30.6439 | 30.6439 | 44.7879 | DE_N | d190e | 1984-1985 | -65.7698 | 65.7698 | -65.7698 | 65.7698 | 190.554 | 113.369
SE_S | d190f | 1984-1985 | -32.5169 | 32.5169 | -32.5169 | 32.5169 | 34.6477 | DE_N | d190f | 1984-1985 | -71.5735 | 71.5735 | -71.5735 | 71.5735 | 129.221 | 93.2446
SE_S | d190g | 1984-1985 | -33.2605 | 33.2605 | -33.2605 | 33.2605 | 29.2468 | DE_N | d190g | 1984-1985 | -73.3975 | 73.3975 | -73.3975 | 73.3975 | 97.8412 | 92.3086
SE_S | d190h | 1984-1985 | -29.0958 | 29.0958 | -29.0958 | 29.0958 | 25.865 | DE_N | d190h | 1984-1985 | -62.4415 | 62.4415 | -62.4415 | 62.4415 | 76.9067 | 77.1762
SE_S | d191a | 1984-1985 | -26.4645 | 26.4645 | -26.4645 | 26.4645 | 27.8178 | DE_N | d191a | 1984-1985 | -55.3254 | 55.3254 | -55.3254 | 55.3254 | 67.5089 | 67.8316
SE_S | d191b | 1984-1985 | -26.0866 | 26.0866 | -26.0866 | 26.0866 | 29.6763 | DE_N | d191b | 1984-1985 | -54.6347 | 54.6347 | -54.6347 | 54.6347 | 74.4917 | 68.372
SE_S | d191c | 1984-1985 | -28.673 | 28.673 | -28.673 | 28.673 | 33.0631 | DE_N | d191c | 1984-1985 | -61.3482 | 61.3482 | -61.3482 | 61.3482 | 99.763 | 82.7671
SE_S | d191d | 1984-1985 | -31.5319 | 31.5319 | -31.5319 | 31.5319 | 41.5582 | DE_N | d191d | 1984-1985 | -68.8013 | 68.8013 | -68.8013 | 68.8013 | 141.291 | 90.9012
SE_S | d191e | 1984-1985 | -32.2132 | 32.2132 | -32.2132 | 32.2132 | 53.5244 | DE_N | d191e | 1984-1985 | -70.2333 | 70.2333 | -70.2333 | 70.2333 | 168.716 | 99.478
SE_S | d191f | 1984-1985 | -33.2677 | 33.2677 | -33.2677 | 33.2677 | 42.8047 | DE_N | d191f | 1984-1985 | -73.4779 | 73.4779 | -73.4779 | 73.4779 | 136.318 | 95.6017
SE_S | d191g | 1984-1985 | -32.7299 | 32.7299 | -32.7299 | 32.7299 | 40.4274 | DE_N | d191g | 1984-1985 | -70.6885 | 70.6885 | -70.6885 | 70.6885 | 126.144 | 92.7984
SE_S | d191h | 1984-1985 | -28.679 | 28.679 | -28.679 | 28.679 | 38.2258 | DE_N | d191h | 1984-1985 | -60.5935 | 60.5935 | -60.5935 | 60.5935 | 123.51 | 82.6842
SE_S | d192a | 1984-1985 | -26.6386 | 26.6386 | -26.6386 | 26.6386 | 36.6505 | DE_N | d192a | 1984-1985 | -56.3507 | 56.3507 | -56.3507 | 56.3507 | 127.224 | 78.4379
SE_S | d192b | 1984-1985 | -26.3714 | 26.3714 | -26.3714 | 26.3714 | 35.2738 | DE_N | d192b | 1984-1985 | -56.8486 | 56.8486 | -56.8486 | 56.8486 | 125.649 | 78.9344
SE_S | d192c | 1984-1985 | -30.6205 | 30.6205 | -30.6205 | 30.6205 | 35.3932 | DE_N | d192c | 1984-1985 | -69.9656 | 69.9656 | -69.9656 | 69.9656 | 134.537 | 92.0694
SE_S | d192d | 1984-1985 | -32.3028 | 32.3028 | -32.3028 | 32.3028 | 38.5238 | DE_N | d192d | 1984-1985 | -73.1183 | 73.1183 | -73.1183 | 73.1183 | 149.132 | 95.2431
SE_S | d192e | 1984-1985 | -33.5121 | 33.5121 | -33.5121 | 33.5121 | 44.114 | DE_N | d192e | 1984-1985 | -76.5863 | 76.5863 | -76.5863 | 76.5863 | 183.406 | 103.131
SE_S | d192f | 1984-1985 | -34.2674 | 34.2674 | -34.2674 | 34.2674 | 31.9459 | DE_N | d192f | 1984-1985 | -78.3844 | 78.3844 | -78.3844 | 78.3844 | 129.208 | 95.3722
SE_S | d192g | 1984-1985 | -34.4225 | 34.4225 | -34.4225 | 34.4225 | 27.859 | DE_N | d192g | 1984-1985 | -78.6107 | 78.6107 | -78.6107 | 78.6107 | 92.1176 | 78.6107
SE_S | d192h | 1984-1985 | -29.4242 | 29.4242 | -29.4242 | 29.4242 | 25.3643 | DE_N | d192h | 1984-1985 | -63.5311 | 63.5311 | -63.5311 | 63.5311 | 77.1971 | 63.5311
SE_S | d193a | 1984-1985 | -26.5224 | 26.5224 | -26.5224 | 26.5224 | 24.3931 | DE_N | d193a | 1984-1985 | -55.8895 | 55.8895 | -55.8895 | 55.8895 | 73.1212 | 55.8896
SE_S | d193b | 1984-1985 | -26.4249 | 26.4249 | -26.4249 | 26.4249 | 23.8787 | DE_N | d193b | 1984-1985 | -56.7937 | 56.7937 | -56.7937 | 56.7937 | 69.397 | 56.7937
SE_S | d193c | 1984-1985 | -29.9605 | 29.9605 | -29.9605 | 29.9605 | 26.2993 | DE_N | d193c | 1984-1985 | -67.076 | 67.076 | -67.076 | 67.076 | 74.5269 | 67.076
SE_S | d193d | 1984-1985 | -32.1902 | 32.1902 | -32.1902 | 32.1902 | 32.2265 | DE_N | d193d | 1984-1985 | -72.2821 | 72.2821 | -72.2821 | 72.2821 | 87.4555 | 72.2821
SE_S | d193e | 1984-1985 | -33.8569 | 33.8569 | -33.8569 | 33.8569 | 38.6631 | DE_N | d193e | 1984-1985 | -77.8354 | 77.8354 | -77.8354 | 77.8354 | 114.629 | 77.8355
SE_S | d193f | 1984-1985 | -34.1958 | 34.1958 | -34.1958 | 34.1958 | 26.9928 | DE_N | d193f | 1984-1985 | -77.6926 | 77.6926 | -77.6926 | 77.6926 | 100.183 | 77.6926
SE_S | d193g | 1984-1985 | -33.9203 | 33.9203 | -33.9203 | 33.9203 | 24.5721 | DE_N | d193g | 1984-1985 | -75.954 | 75.954 | -75.954 | 75.954 | 97.9948 | 75.9541
SE_S | d193h | 1984-1985 | -29.6051 | 29.6051 | -29.6051 | 29.6051 | 23.1781 | DE_N | d193h | 1984-1985 | -63.3594 | 63.3594 | -63.3594 | 63.3594 | 92.9595 | 63.3594
SE_S | d194a | 1984-1985 | -26.652 | 26.652 | -26.652 | 26.652 | 20.642 | DE_N | d194a | 1984-1985 | -55.8674 | 55.8674 | -55.8674 | 55.8674 | 86.3731 | 55.8674
SE_S | d194b | 1984-1985 | -26.3984 | 26.3984 | -26.3984 | 26.3984 | 20.5214 | DE_N | d194b | 1984-1985 | -55.9253 | 55.9253 | -55.9253 | 55.9253 | 83.0856 | 55.9253
SE_S | d194c | 1984-1985 | -29.815 | 29.815 | -29.815 | 29.815 | 22.9055 | DE_N | d194c | 1984-1985 | -65.6646 | 65.6646 | -65.6646 | 65.6646 | 88.164 | 65.6647
SE_S | d194d | 1984-1985 | -31.7423 | 31.7423 | -31.7423 | 31.7423 | 27.5226 | DE_N | d194d | 1984-1985 | -70.8952 | 70.8952 | -70.8952 | 70.8952 | 104.518 | 70.8952
SE_S | d194e | 1984-1985 | -33.6087 | 33.6087 | -33.6087 | 33.6087 | 36.1316 | DE_N | d194e | 1984-1985 | -77.2039 | 77.2039 | -77.2039 | 77.2039 | 132.448 | 77.204
SE_S | d194f | 1984-1985 | -33.9284 | 33.9284 | -33.9284 | 33.9284 | 31.5943 | DE_N | d194f | 1984-1985 | -78.2601 | 78.2601 | -78.2601 | 78.2601 | 106.851 | 78.2601
SE_S | d194g | 1984-1985 | -33.157 | 33.157 | -33.157 | 33.157 | 31.8629 | DE_N | d194g | 1984-1985 | -74.9911 | 74.9911 | -74.9911 | 74.9911 | 96.6041 | 74.9911
SE_S | d194h | 1984-1985 | -29.4604 | 29.4604 | -29.4604 | 29.4604 | 33.7406 | DE_N | d194h | 1984-1985 | -64.7204 | 64.7204 | -64.7204 | 64.7204 | 86.1413 | 64.7204
SE_S | d195a | 1984-1985 | -25.6497 | 25.6497 | -25.6497 | 25.6497 | 31.7945 | DE_N | d195a | 1984-1985 | -56.1129 | 56.1129 | -56.1129 | 56.1129 | 71.7832 | 56.1129
SE_S | d195b | 1984-1985 | -25.4447 | 25.4447 | -25.4447 | 25.4447 | 32.0022 | DE_N | d195b | 1984-1985 | -56.8474 | 56.8474 | -56.8474 | 56.8474 | 70.3584 | 56.8474
SE_S | d195c | 1984-1985 | -29.3662 | 29.3662 | -29.3662 | 29.3662 | 35.7475 | DE_N | d195c | 1984-1985 | -67.9148 | 67.9148 | -67.9148 | 67.9148 | 88.7942 | 67.9148
SE_S | d195d | 1984-1985 | -31.6148 | 31.6148 | -31.6148 | 31.6148 | 41.3459 | DE_N | d195d | 1984-1985 | -72.9543 | 72.9543 | -72.9543 | 72.9543 | 102.556 | 72.9543
SE_S | d195e | 1984-1985 | -32.2615 | 32.2615 | -32.2615 | 32.2615 | 51.7164 | DE_N | d195e | 1984-1985 | -74.0781 | 74.0781 | -74.0781 | 74.0781 | 119.137 | 74.0781
SE_S | d195f | 1984-1985 | -33.4071 | 33.4071 | -33.4071 | 33.4071 | 39.5844 | DE_N | d195f | 1984-1985 | -77.1751 | 77.1751 | -77.1751 | 77.1751 | 100.942 | 77.1751
SE_S | d195g | 1984-1985 | -33.4037 | 33.4037 | -33.4037 | 33.4037 | 36.5709 | DE_N | d195g | 1984-1985 | -76.3079 | 76.3079 | -76.3079 | 76.3079 | 92.5927 | 76.3079
SE_S | d195h | 1984-1985 | -28.9517 | 28.9517 | -28.9517 | 28.9517 | 31.5915 | DE_N | d195h | 1984-1985 | -62.1473 | 62.1473 | -62.1473 | 62.1473 | 84.3876 | 62.1473
SE_S | d196a | 1984-1985 | -25.4262 | 25.4262 | -25.4262 | 25.4262 | 26.1847 | DE_N | d196a | 1984-1985 | -55.4649 | 55.4649 | -55.4649 | 55.4649 | 73.8032 | 55.465
SE_S | d196b | 1984-1985 | -25.3918 | 25.3918 | -25.3918 | 25.3918 | 22.4675 | DE_N | d196b | 1984-1985 | -56.423 | 56.423 | -56.423 | 56.423 | 70.6962 | 56.423
SE_S | d196c | 1984-1985 | -29.0262 | 29.0262 | -29.0262 | 29.0262 | 22.1613 | DE_N | d196c | 1984-1985 | -67.2819 | 67.2819 | -67.2819 | 67.2819 | 75.4251 | 67.2819
SE_S | d196d | 1984-1985 | -30.7431 | 30.7431 | -30.7431 | 30.7431 | 24.4606 | DE_N | d196d | 1984-1985 | -70.5451 | 70.5451 | -70.5451 | 70.5451 | 84.168 | 70.5451
SE_S | d196e | 1984-1985 | -30.7873 | 30.7873 | -30.7873 | 30.7873 | 26.8524 | DE_N | d196e | 1984-1985 | -70.6162 | 70.6162 | -70.6162 | 70.6162 | 103.599 | 71.6899
SE_S | d196f | 1984-1985 | -32.3665 | 32.3665 | -32.3665 | 32.3665 | 21.857 | DE_N | d196f | 1984-1985 | -75.8882 | 75.8882 | -75.8882 | 75.8882 | 97.0558 | 76.6119
SE_S | d196g | 1984-1985 | -32.1612 | 32.1612 | -32.1612 | 32.1612 | 21.928 | DE_N | d196g | 1984-1985 | -73.4118 | 73.4118 | -73.4118 | 73.4118 | 88.9144 | 74.0915
SE_S | d196h | 1984-1985 | -28.5845 | 28.5845 | -28.5845 | 28.5845 | 25.3714 | DE_N | d196h | 1984-1985 | -62.5505 | 62.5505 | -62.5505 | 62.5505 | 84.08 | 63.3645
SE_S | d197a | 1984-1985 | -25.4482 | 25.4482 | -25.4482 | 25.4482 | 29.415 | DE_N | d197a | 1984-1985 | -53.8415 | 53.8415 | -53.8415 | 53.8415 | 101.147 | 62.3429
SE_S | d197b | 1984-1985 | -25.2544 | 25.2544 | -25.2544 | 25.2544 | 35.3172 | DE_N | d197b | 1984-1985 | -53.9373 | 53.9373 | -53.9373 | 53.9373 | 128.107 | 76.0648
SE_S | d197c | 1984-1985 | -27.3534 | 27.3534 | -27.3534 | 27.3534 | 37.1564 | DE_N | d197c | 1984-1985 | -59.1291 | 59.1291 | -59.1291 | 59.1291 | 140.115 | 85.61
SE_S | d197d | 1984-1985 | -29.6145 | 29.6145 | -29.6145 | 29.6145 | 40.7985 | DE_N | d197d | 1984-1985 | -64.9463 | 64.9463 | -64.9463 | 64.9463 | 154.029 | 90.3306
SE_S | d197e | 1984-1985 | -30.6215 | 30.6215 | -30.6215 | 30.6215 | 47.7378 | DE_N | d197e | 1984-1985 | -67.716 | 67.716 | -67.716 | 67.716 | 183.187 | 110.348
SE_S | d197f | 1984-1985 | -31.9412 | 31.9412 | -31.9412 | 31.9412 | 37.6382 | DE_N | d197f | 1984-1985 | -72.5296 | 72.5296 | -72.5296 | 72.5296 | 159.053 | 95.2413
SE_S | d197g | 1984-1985 | -32.1514 | 32.1514 | -32.1514 | 32.1514 | 35.6201 | DE_N | d197g | 1984-1985 | -71.4808 | 71.4808 | -71.4808 | 71.4808 | 146.323 | 93.8975
SE_S | d197h | 1984-1985 | -28.396 | 28.396 | -28.396 | 28.396 | 34.7962 | DE_N | d197h | 1984-1985 | -61.4341 | 61.4341 | -61.4341 | 61.4341 | 136.121 | 83.7734
SE_S | d198a | 1984-1985 | -25.6654 | 25.6654 | -25.6654 | 25.6654 | 34.4938 | DE_N | d198a | 1984-1985 | -55.5052 | 55.5052 | -55.5052 | 55.5052 | 129.352 | 77.7604
SE_S | d198b | 1984-1985 | -25.5202 | 25.5202 | -25.5202 | 25.5202 | 34.9522 | DE_N | d198b | 1984-1985 | -56.0113 | 56.0113 | -56.0113 | 56.0113 | 129.24 | 78.1953
SE_S | d198c | 1984-1985 | -28.0366 | 28.0366 | -28.0366 | 28.0366 | 34.6553 | DE_N | d198c | 1984-1985 | -62.0686 | 62.0686 | -62.0686 | 62.0686 | 131.202 | 84.1552
SE_S | d198d | 1984-1985 | -30.898 | 30.898 | -30.898 | 30.898 | 38.2098 | DE_N | d198d | 1984-1985 | -69.5449 | 69.5449 | -69.5449 | 69.5449 | 146.178 | 91.6429
SE_S | d198e | 1984-1985 | -32.0585 | 32.0585 | -32.0585 | 32.0585 | 42.252 | DE_N | d198e | 1984-1985 | -73.088 | 73.088 | -73.088 | 73.088 | 165.033 | 95.3367
SE_S | d198f | 1984-1985 | -32.8492 | 32.8492 | -32.8492 | 32.8492 | 34.5069 | DE_N | d198f | 1984-1985 | -75.8564 | 75.8564 | -75.8564 | 75.8564 | 146.001 | 97.7726
SE_S | d198g | 1984-1985 | -32.576 | 32.576 | -32.576 | 32.576 | 35.8044 | DE_N | d198g | 1984-1985 | -73.9589 | 73.9589 | -73.9589 | 73.9589 | 140.252 | 95.7694
SE_S | d198h | 1984-1985 | -28.7328 | 28.7328 | -28.7328 | 28.7328 | 35.7106 | DE_N | d198h | 1984-1985 | -63.2671 | 63.2671 | -63.2671 | 63.2671 | 138.87 | 85.1535
SE_S | d199a | 1984-1985 | -25.5982 | 25.5982 | -25.5982 | 25.5982 | 34.5156 | DE_N | d199a | 1984-1985 | -57.3986 | 57.3986 | -57.3986 | 57.3986 | 137.948 | 79.2855
SE_S | d199b | 1984-1985 | -25.1998 | 25.1998 | -25.1998 | 25.1998 | 33.0563 | DE_N | d199b | 1984-1985 | -57.8199 | 57.8199 | -57.8199 | 57.8199 | 138.951 | 79.6867
SE_S | d199c | 1984-1985 | -29.0467 | 29.0467 | -29.0467 | 29.0467 | 32.1539 | DE_N | d199c | 1984-1985 | -69.0158 | 69.0158 | -69.0158 | 69.0158 | 143.627 | 90.8243
SE_S | d199d | 1984-1985 | -31.3818 | 31.3818 | -31.3818 | 31.3818 | 32.9098 | DE_N | d199d | 1984-1985 | -73.8164 | 73.8164 | -73.8164 | 73.8164 | 154.378 | 95.7279
SE_S | d199e | 1984-1985 | -31.9014 | 31.9014 | -31.9014 | 31.9014 | 32.8467 | DE_N | d199e | 1984-1985 | -75.3192 | 75.3192 | -75.3192 | 75.3192 | 177.61 | 101.489
SE_S | d199f | 1984-1985 | -32.9737 | 32.9737 | -32.9737 | 32.9737 | 31.1129 | DE_N | d199f | 1984-1985 | -78.1079 | 78.1079 | -78.1079 | 78.1079 | 165.959 | 102.385
SE_S | d199g | 1984-1985 | -33.0247 | 33.0247 | -33.0247 | 33.0247 | 29.3372 | DE_N | d199g | 1984-1985 | -76.6017 | 76.6017 | -76.6017 | 76.6017 | 157.426 | 100.412
SE_S | d199h | 1984-1985 | -28.9968 | 28.9968 | -28.9968 | 28.9968 | 26.6566 | DE_N | d199h | 1984-1985 | -64.5785 | 64.5785 | -64.5785 | 64.5785 | 152.023 | 88.5666
SE_S | d200a | 1984-1985 | -25.3233 | 25.3233 | -25.3233 | 25.3233 | 23.0006 | DE_N | d200a | 1984-1985 | -56.6985 | 56.6985 | -56.6985 | 56.6985 | 148.356 | 80.7834
SE_S | d200b | 1984-1985 | -25.0479 | 25.0479 | -25.0479 | 25.0479 | 22.2772 | DE_N | d200b | 1984-1985 | -57.2775 | 57.2775 | -57.2775 | 57.2775 | 148.111 | 81.2196
SE_S | d200c | 1984-1985 | -28.7014 | 28.7014 | -28.7014 | 28.7014 | 25.8211 | DE_N | d200c | 1984-1985 | -67.9633 | 67.9633 | -67.9633 | 67.9633 | 152.934 | 91.6146
SE_S | d200d | 1984-1985 | -31.3757 | 31.3757 | -31.3757 | 31.3757 | 30.6272 | DE_N | d200d | 1984-1985 | -74.397 | 74.397 | -74.397 | 74.397 | 165.324 | 98.1798
SE_S | d200e | 1984-1985 | -32.3572 | 32.3572 | -32.3572 | 32.3572 | 35.1788 | DE_N | d200e | 1984-1985 | -76.7217 | 76.7217 | -76.7217 | 76.7217 | 194.074 | 112.816
SE_S | d200f | 1984-1985 | -33.3066 | 33.3066 | -33.3066 | 33.3066 | 30.985 | DE_N | d200f | 1984-1985 | -79.2521 | 79.2521 | -79.2521 | 79.2521 | 167.414 | 102.702
SE_S | d200g | 1984-1985 | -33.1604 | 33.1604 | -33.1604 | 33.1604 | 27.9044 | DE_N | d200g | 1984-1985 | -76.6406 | 76.6406 | -76.6406 | 76.6406 | 152.449 | 99.6216
SE_S | d200h | 1984-1985 | -29.0262 | 29.0262 | -29.0262 | 29.0262 | 25.0666 | DE_N | d200h | 1984-1985 | -64.1808 | 64.1808 | -64.1808 | 64.1808 | 142.983 | 87.2447
SE_S | d201a | 1984-1985 | -25.5089 | 25.5089 | -25.5089 | 25.5089 | 24.8268 | DE_N | d201a | 1984-1985 | -56.1859 | 56.1859 | -56.1859 | 56.1859 | 138.003 | 79.2997
SE_S | d201b | 1984-1985 | -25.3018 | 25.3018 | -25.3018 | 25.3018 | 25.4204 | DE_N | d201b | 1984-1985 | -56.8617 | 56.8617 | -56.8617 | 56.8617 | 138.049 | 79.9212
SE_S | d201c | 1984-1985 | -28.7485 | 28.7485 | -28.7485 | 28.7485 | 26.9296 | DE_N | d201c | 1984-1985 | -66.5024 | 66.5024 | -66.5024 | 66.5024 | 140.982 | 89.4069
SE_S | d201d | 1984-1985 | -31.2738 | 31.2738 | -31.2738 | 31.2738 | 32.2922 | DE_N | d201d | 1984-1985 | -72.6573 | 72.6573 | -72.6573 | 72.6573 | 158.246 | 95.7769
SE_S | d201e | 1984-1985 | -32.8661 | 32.8661 | -32.8661 | 32.8661 | 43.699 | DE_N | d201e | 1984-1985 | -78.7707 | 78.7707 | -78.7707 | 78.7707 | 196.454 | 120.307
SE_S | d201f | 1984-1985 | -33.25 | 33.25 | -33.25 | 33.25 | 30.1836 | DE_N | d201f | 1984-1985 | -78.4251 | 78.4251 | -78.4251 | 78.4251 | 157.064 | 99.8238
SE_S | d201g | 1984-1985 | -32.779 | 32.779 | -32.779 | 32.779 | 28.1618 | DE_N | d201g | 1984-1985 | -74.46 | 74.46 | -74.46 | 74.46 | 129.148 | 87.0513
SE_S | d201h | 1984-1985 | -29.2585 | 29.2585 | -29.2585 | 29.2585 | 24.8581 | DE_N | d201h | 1984-1985 | -64.1352 | 64.1352 | -64.1352 | 64.1352 | 120.348 | 73.4874
SE_S | d202a | 1984-1985 | -25.4584 | 25.4584 | -25.4584 | 25.4584 | 21.2827 | DE_N | d202a | 1984-1985 | -55.986 | 55.986 | -55.986 | 55.986 | 107.831 | 62.411
SE_S | d202b | 1984-1985 | -25.4531 | 25.4531 | -25.4531 | 25.4531 | 19.9864 | DE_N | d202b | 1984-1985 | -57.7124 | 57.7124 | -57.7124 | 57.7124 | 108.894 | 63.6659
SE_S | d202c | 1984-1985 | -29.578 | 29.578 | -29.578 | 29.578 | 20.9363 | DE_N | d202c | 1984-1985 | -70.1275 | 70.1275 | -70.1275 | 70.1275 | 120.455 | 79.1308
SE_S | d202d | 1984-1985 | -31.5456 | 31.5456 | -31.5456 | 31.5456 | 24.5755 | DE_N | d202d | 1984-1985 | -73.7078 | 73.7078 | -73.7078 | 73.7078 | 136.775 | 85.5838
SE_S | d202e | 1984-1985 | -32.5627 | 32.5627 | -32.5627 | 32.5627 | 28.7658 | DE_N | d202e | 1984-1985 | -76.7808 | 76.7808 | -76.7808 | 76.7808 | 157.045 | 91.8128
SE_S | d202f | 1984-1985 | -33.4252 | 33.4252 | -33.4252 | 33.4252 | 22.5709 | DE_N | d202f | 1984-1985 | -79.546 | 79.546 | -79.546 | 79.546 | 124.203 | 79.546
SE_S | d202g | 1984-1985 | -32.6245 | 32.6245 | -32.6245 | 32.6245 | 20.3147 | DE_N | d202g | 1984-1985 | -74.6636 | 74.6636 | -74.6636 | 74.6636 | 111.936 | 74.6636
SE_S | d202h | 1984-1985 | -28.7669 | 28.7669 | -28.7669 | 28.7669 | 18.0539 | DE_N | d202h | 1984-1985 | -63.2309 | 63.2309 | -63.2309 | 63.2309 | 100.383 | 63.2309
SE_S | d203a | 1984-1985 | -25.3675 | 25.3675 | -25.3675 | 25.3675 | 18.417 | DE_N | d203a | 1984-1985 | -55.7956 | 55.7956 | -55.7956 | 55.7956 | 97.5392 | 55.7956
SE_S | d203b | 1984-1985 | -25.1245 | 25.1245 | -25.1245 | 25.1245 | 18.9761 | DE_N | d203b | 1984-1985 | -56.8436 | 56.8436 | -56.8436 | 56.8436 | 97.7394 | 56.8436
SE_S | d203c | 1984-1985 | -28.8509 | 28.8509 | -28.8509 | 28.8509 | 20.4049 | DE_N | d203c | 1984-1985 | -68.3773 | 68.3773 | -68.3773 | 68.3773 | 99.7982 | 68.3773
SE_S | d203d | 1984-1985 | -30.5218 | 30.5218 | -30.5218 | 30.5218 | 24.3464 | DE_N | d203d | 1984-1985 | -71.2579 | 71.2579 | -71.2579 | 71.2579 | 117.412 | 71.2579
SE_S | d203e | 1984-1985 | -30.9962 | 30.9962 | -30.9962 | 30.9962 | 29.5167 | DE_N | d203e | 1984-1985 | -72.2089 | 72.2089 | -72.2089 | 72.2089 | 148.331 | 85.7787
SE_S | d203f | 1984-1985 | -32.1239 | 32.1239 | -32.1239 | 32.1239 | 21.767 | DE_N | d203f | 1984-1985 | -74.9124 | 74.9124 | -74.9124 | 74.9124 | 115.61 | 74.9124
SE_S | d203g | 1984-1985 | -32.5886 | 32.5886 | -32.5886 | 32.5886 | 22.21 | DE_N | d203g | 1984-1985 | -74.8239 | 74.8239 | -74.8239 | 74.8239 | 105.72 | 74.8239
SE_S | d203h | 1984-1985 | -28.6088 | 28.6088 | -28.6088 | 28.6088 | 19.5549 | DE_N | d203h | 1984-1985 | -62.6662 | 62.6662 | -62.6662 | 62.6662 | 89.8394 | 62.6662
SE_S | d204a | 1984-1985 | -25.3763 | 25.3763 | -25.3763 | 25.3763 | 17.4454 | DE_N | d204a | 1984-1985 | -54.4992 | 54.4992 | -54.4992 | 54.4992 | 80.7663 | 54.4992
SE_S | d204b | 1984-1985 | -25.26 | 25.26 | -25.26 | 25.26 | 18.442 | DE_N | d204b | 1984-1985 | -55.1274 | 55.1274 | -55.1274 | 55.1274 | 75.9134 | 55.1274
SE_S | d204c | 1984-1985 | -27.4796 | 27.4796 | -27.4796 | 27.4796 | 20.3681 | DE_N | d204c | 1984-1985 | -60.8139 | 60.8139 | -60.8139 | 60.8139 | 71.5351 | 60.8139
SE_S | d204d | 1984-1985 | -29.2803 | 29.2803 | -29.2803 | 29.2803 | 22.3808 | DE_N | d204d | 1984-1985 | -65.1182 | 65.1182 | -65.1182 | 65.1182 | 79.9223 | 65.1182
SE_S | d204e | 1984-1985 | -30.0356 | 30.0356 | -30.0356 | 30.0356 | 24.9798 | DE_N | d204e | 1984-1985 | -66.5777 | 66.5777 | -66.5777 | 66.5777 | 96.845 | 66.5777
SE_S | d204f | 1984-1985 | -31.7241 | 31.7241 | -31.7241 | 31.7241 | 24.036 | DE_N | d204f | 1984-1985 | -71.6196 | 71.6196 | -71.6196 | 71.6196 | 85.2786 | 71.6196
SE_S | d204g | 1984-1985 | -32.1396 | 32.1396 | -32.1396 | 32.1396 | 23.2288 | DE_N | d204g | 1984-1985 | -71.3026 | 71.3026 | -71.3026 | 71.3026 | 71.4878 | 71.3026
SE_S | d204h | 1984-1985 | -28.2076 | 28.2076 | -28.2076 | 28.2076 | 20.1439 | DE_N | d204h | 1984-1985 | -60.7687 | 60.7687 | -60.7687 | 60.7687 | 68.1386 | 60.7687
SE_S | d205a | 1984-1985 | -25.4438 | 25.4438 | -25.4438 | 25.4438 | 18.4116 | DE_N | d205a | 1984-1985 | -54.8738 | 54.8738 | -54.8738 | 54.8738 | 64.7749 | 54.8738
SE_S | d205b | 1984-1985 | -25.3416 | 25.3416 | -25.3416 | 25.3416 | 18.7284 | DE_N | d205b | 1984-1985 | -55.6952 | 55.6952 | -55.6952 | 55.6952 | 66.6473 | 55.6952
SE_S | d205c | 1984-1985 | -28.101 | 28.101 | -28.101 | 28.101 | 20.5497 | DE_N | d205c | 1984-1985 | -62.024 | 62.024 | -62.024 | 62.024 | 74.1814 | 62.024
SE_S | d205d | 1984-1985 | -30.6927 | 30.6927 | -30.6927 | 30.6927 | 22.8258 | DE_N | d205d | 1984-1985 | -68.6224 | 68.6224 | -68.6224 | 68.6224 | 82.4413 | 68.6224
SE_S | d205e | 1984-1985 | -31.5985 | 31.5985 | -31.5985 | 31.5985 | 26.8252 | DE_N | d205e | 1984-1985 | -70.6893 | 70.6893 | -70.6893 | 70.6893 | 112.611 | 70.6893
SE_S | d205f | 1984-1985 | -32.3685 | 32.3685 | -32.3685 | 32.3685 | 25.1559 | DE_N | d205f | 1984-1985 | -72.9419 | 72.9419 | -72.9419 | 72.9419 | 97.0592 | 72.9419
SE_S | d205g | 1984-1985 | -32.493 | 32.493 | -32.493 | 32.493 | 28.215 | DE_N | d205g | 1984-1985 | -72.1046 | 72.1046 | -72.1046 | 72.1046 | 96.1891 | 72.1046
SE_S | d205h | 1984-1985 | -28.3947 | 28.3947 | -28.3947 | 28.3947 | 30.1993 | DE_N | d205h | 1984-1985 | -61.6052 | 61.6052 | -61.6052 | 61.6052 | 108.437 | 64.1921
SE_S | d206a | 1984-1985 | -24.8819 | 24.8819 | -24.8819 | 24.8819 | 29.7102 | DE_N | d206a | 1984-1985 | -56.0005 | 56.0005 | -56.0005 | 56.0005 | 106.609 | 63.7997
SE_S | d206b | 1984-1985 | -24.6863 | 24.6863 | -24.6863 | 24.6863 | 29.0233 | DE_N | d206b | 1984-1985 | -57.1034 | 57.1034 | -57.1034 | 57.1034 | 117.759 | 67.7932
SE_S | d206c | 1984-1985 | -28.8924 | 28.8924 | -28.8924 | 28.8924 | 29.856 | DE_N | d206c | 1984-1985 | -68.8015 | 68.8015 | -68.8015 | 68.8015 | 129.812 | 82.6384
SE_S | d206d | 1984-1985 | -31.2161 | 31.2161 | -31.2161 | 31.2161 | 28.7952 | DE_N | d206d | 1984-1985 | -72.8198 | 72.8198 | -72.2323 | 72.2323 | 163.907 | 100.367
SE_S | d206e | 1984-1985 | -31.9636 | 31.9636 | -31.9636 | 31.9636 | 31.331 | DE_N | d206e | 1984-1985 | -74.3865 | 74.3865 | -73.5978 | 73.5978 | 191.188 | 112.461
SE_S | d206f | 1984-1985 | -33.6564 | 33.6564 | -33.6564 | 33.6564 | 30.9327 | DE_N | d206f | 1984-1985 | -79.876 | 79.876 | -79.1634 | 79.1634 | 170.294 | 106.985
SE_S | d206g | 1984-1985 | -33.2393 | 33.2393 | -33.2393 | 33.2393 | 31.1854 | DE_N | d206g | 1984-1985 | -76.5292 | 76.5292 | -75.8262 | 75.8262 | 158.832 | 102.707
SE_S | d206h | 1984-1985 | -28.7186 | 28.7186 | -28.7186 | 28.7186 | 30.5838 | DE_N | d206h | 1984-1985 | -63.486 | 63.486 | -62.7564 | 62.7564 | 152.601 | 89.9086
SE_S | d207a | 1984-1985 | -25.0788 | 25.0788 | -25.0788 | 25.0788 | 31.3258 | DE_N | d207a | 1984-1985 | -55.2518 | 55.2518 | -54.5017 | 54.5017 | 148.001 | 81.8146
SE_S | d207b | 1984-1985 | -24.665 | 24.665 | -24.665 | 24.665 | 35.0142 | DE_N | d207b | 1984-1985 | -55.3744 | 55.3744 | -54.6139 | 54.6139 | 148.592 | 81.8898
SE_S | d207c | 1984-1985 | -28.1286 | 28.1286 | -28.1286 | 28.1286 | 37.2511 | DE_N | d207c | 1984-1985 | -65.4482 | 65.4482 | -64.6934 | 64.6934 | 153.416 | 91.6049
SE_S | d207d | 1984-1985 | -31.0613 | 31.0613 | -31.0613 | 31.0613 | 38.5829 | DE_N | d207d | 1984-1985 | -72.3067 | 72.3067 | -71.5457 | 71.5457 | 159.934 | 98.4382
SE_S | d207e | 1984-1985 | -32.839 | 32.839 | -32.839 | 32.839 | 39.6098 | DE_N | d207e | 1984-1985 | -78.7422 | 78.7422 | -77.9698 | 77.9698 | 168.141 | 104.97
SE_S | d207f | 1984-1985 | -33.5518 | 33.5518 | -33.5518 | 33.5518 | 37.7284 | DE_N | d207f | 1984-1985 | -80.8201 | 80.8201 | -80.055 | 80.055 | 164.9 | 106.747
SE_S | d207g | 1984-1985 | -32.0516 | 32.0516 | -32.0515 | 32.0515 | 37.4821 | DE_N | d207g | 1984-1985 | -73.8282 | 73.8282 | -73.0585 | 73.0585 | 157.291 | 99.7083
SE_S | d207h | 1984-1985 | -28.2635 | 28.2635 | -28.2635 | 28.2635 | 36.2437 | DE_N | d207h | 1984-1985 | -62.8659 | 62.8659 | -62.0712 | 62.0712 | 152.033 | 89.1326
SE_S | d208a | 1984-1985 | -24.2681 | 24.2681 | -24.2681 | 24.2681 | 35.8078 | DE_N | d208a | 1984-1985 | -54.5421 | 54.5421 | -53.7275 | 53.7275 | 147.19 | 81.1358
SE_S | d208b | 1984-1985 | -23.992 | 23.992 | -23.992 | 23.992 | 36.4397 | DE_N | d208b | 1984-1985 | -55.3683 | 55.3683 | -54.5609 | 54.5609 | 142.133 | 81.6888
SE_S | d208c | 1984-1985 | -27.4485 | 27.4485 | -27.4485 | 27.4485 | 36.6975 | DE_N | d208c | 1984-1985 | -65.2726 | 65.2726 | -64.4812 | 64.4812 | 143.882 | 91.1815
SE_S | d208d | 1984-1985 | -30.302 | 30.302 | -30.302 | 30.302 | 40.2304 | DE_N | d208d | 1984-1985 | -72.3844 | 72.3844 | -71.5026 | 71.5026 | 169.72 | 100.676
SE_S | d208e | 1984-1985 | -32.1845 | 32.1845 | -32.1845 | 32.1845 | 45.341 | DE_N | d208e | 1984-1985 | -78.7314 | 78.7314 | -77.5001 | 77.5001 | 220.209 | 139.196
SE_S | d208f | 1984-1985 | -32.8766 | 32.8766 | -32.8766 | 32.8766 | 40.2221 | DE_N | d208f | 1984-1985 | -78.8179 | 78.8179 | -77.9303 | 77.9303 | 173.692 | 107.215
SE_S | d208g | 1984-1985 | -32.2929 | 32.2929 | -32.2929 | 32.2929 | 38.2589 | DE_N | d208g | 1984-1985 | -75.4558 | 75.4558 | -74.6121 | 74.6121 | 157.739 | 102.433
SE_S | d208h | 1984-1985 | -28.3142 | 28.3142 | -28.3142 | 28.3142 | 36.5208 | DE_N | d208h | 1984-1985 | -62.9092 | 62.9092 | -62.0485 | 62.0485 | 151.423 | 90.3629
SE_S | d209a | 1984-1985 | -24.5728 | 24.5728 | -24.5728 | 24.5728 | 34.3752 | DE_N | d209a | 1984-1985 | -55.6716 | 55.6716 | -54.8012 | 54.8012 | 147.817 | 83.4282
SE_S | d209b | 1984-1985 | -24.4945 | 24.4945 | -24.4945 | 24.4945 | 32.2381 | DE_N | d209b | 1984-1985 | -56.7296 | 56.7296 | -55.8643 | 55.8643 | 147.541 | 84.3305
SE_S | d209c | 1984-1985 | -28.6362 | 28.6362 | -28.6362 | 28.6362 | 32.7221 | DE_N | d209c | 1984-1985 | -67.9943 | 67.9943 | -67.1489 | 67.1489 | 152.144 | 95.0197
SE_S | d209d | 1984-1985 | -30.8883 | 30.8883 | -30.8883 | 30.8883 | 35.9846 | DE_N | d209d | 1984-1985 | -72.3829 | 72.3829 | -71.4846 | 71.4846 | 172.373 | 101.232
SE_S | d209e | 1984-1985 | -32.2507 | 32.2507 | -32.2507 | 32.2507 | 41.1805 | DE_N | d209e | 1984-1985 | -75.9515 | 75.9515 | -74.6689 | 74.6689 | 223.915 | 142.324
SE_S | d209f | 1984-1985 | -33.2395 | 33.2395 | -33.2395 | 33.2395 | 37.2953 | DE_N | d209f | 1984-1985 | -77.2538 | 77.2538 | -76.4196 | 76.4196 | 172.686 | 104.156
SE_S | d209g | 1984-1985 | -34.0059 | 34.0059 | -34.0059 | 34.0059 | 35.7158 | DE_N | d209g | 1984-1985 | -77.4532 | 77.4532 | -77.4532 | 77.4532 | 141.099 | 94.6292
SE_S | d209h | 1984-1985 | -29.0201 | 29.0201 | -29.0201 | 29.0201 | 33.1601 | DE_N | d209h | 1984-1985 | -62.1388 | 62.1388 | -62.1388 | 62.1388 | 122.449 | 72.3033
SE_S | d210a | 1984-1985 | -25.4591 | 25.4591 | -25.4591 | 25.4591 | 30.383 | DE_N | d210a | 1984-1985 | -53.8423 | 53.8423 | -53.8423 | 53.8423 | 114.502 | 61.5354
SE_S | d210b | 1984-1985 | -25.2837 | 25.2837 | -25.2837 | 25.2837 | 29.0108 | DE_N | d210b | 1984-1985 | -54.6403 | 54.6403 | -54.6403 | 54.6403 | 110.533 | 61.7749
SE_S | d210c | 1984-1985 | -29.1696 | 29.1696 | -29.1696 | 29.1696 | 26.6999 | DE_N | d210c | 1984-1985 | -66.2906 | 66.2906 | -66.2906 | 66.2906 | 109.248 | 70.6614
SE_S | d210d | 1984-1985 | -30.9292 | 30.9292 | -30.9292 | 30.9292 | 27.4023 | DE_N | d210d | 1984-1985 | -69.8587 | 69.8587 | -69.8587 | 69.8587 | 118.29 | 74.637
SE_S | d210e | 1984-1985 | -31.7274 | 31.7274 | -31.7274 | 31.7274 | 32.1916 | DE_N | d210e | 1984-1985 | -72.1918 | 72.1918 | -72.1918 | 72.1918 | 133.093 | 78.1097
SE_S | d210f | 1984-1985 | -32.9103 | 32.9103 | -32.9103 | 32.9103 | 28.3502 | DE_N | d210f | 1984-1985 | -76.0479 | 76.0479 | -76.0479 | 76.0479 | 122.837 | 80.1026
SE_S | d210g | 1984-1985 | -32.6724 | 32.6724 | -32.6724 | 32.6724 | 27.768 | DE_N | d210g | 1984-1985 | -73.0937 | 73.0937 | -73.0937 | 73.0937 | 114.785 | 76.144
SE_S | d210h | 1984-1985 | -28.576 | 28.576 | -28.576 | 28.576 | 23.9392 | DE_N | d210h | 1984-1985 | -60.4915 | 60.4915 | -60.4915 | 60.4915 | 107.319 | 63.5143
SE_S | d211a | 1984-1985 | -25.5993 | 25.5993 | -25.5993 | 25.5993 | 22.5405 | DE_N | d211a | 1984-1985 | -51.722 | 51.722 | -51.722 | 51.722 | 97.7509 | 54.4399
SE_S | d211b | 1984-1985 | -25.461 | 25.461 | -25.461 | 25.461 | 23.4222 | DE_N | d211b | 1984-1985 | -51.6598 | 51.6598 | -51.6598 | 51.6598 | 96.6438 | 54.4286
SE_S | d211c | 1984-1985 | -27.409 | 27.409 | -27.409 | 27.409 | 28.4545 | DE_N | d211c | 1984-1985 | -57.3014 | 57.3014 | -57.3014 | 57.3014 | 107.015 | 61.4328
SE_S | d211d | 1984-1985 | -29.6708 | 29.6708 | -29.6708 | 29.6708 | 34.7131 | DE_N | d211d | 1984-1985 | -64.0347 | 64.0347 | -64.0347 | 64.0347 | 120.466 | 70.7692
SE_S | d211e | 1984-1985 | -30.568 | 30.568 | -30.568 | 30.568 | 42.4788 | DE_N | d211e | 1984-1985 | -66.1009 | 66.1009 | -66.1009 | 66.1009 | 131.27 | 76.2329
SE_S | d211f | 1984-1985 | -31.9205 | 31.9205 | -31.9205 | 31.9205 | 36.381 | DE_N | d211f | 1984-1985 | -69.7672 | 69.7672 | -69.7672 | 69.7672 | 133.104 | 81.2837
SE_S | d211g | 1984-1985 | -32.0743 | 32.0743 | -32.0743 | 32.0743 | 33.1169 | DE_N | d211g | 1984-1985 | -68.7129 | 68.7129 | -68.7129 | 68.7129 | 130.624 | 79.8884
SE_S | d211h | 1984-1985 | -28.7018 | 28.7018 | -28.7018 | 28.7018 | 31.2731 | DE_N | d211h | 1984-1985 | -60.8405 | 60.8405 | -60.8405 | 60.8405 | 127.125 | 69.4749
SE_S | d212a | 1984-1985 | -25.6283 | 25.6283 | -25.6283 | 25.6283 | 31.3003 | DE_N | d212a | 1984-1985 | -53.4811 | 53.4811 | -53.4811 | 53.4811 | 121.631 | 59.4046
SE_S | d212b | 1984-1985 | -25.4381 | 25.4381 | -25.4381 | 25.4381 | 31.5283 | DE_N | d212b | 1984-1985 | -53.4687 | 53.4687 | -53.4687 | 53.4687 | 118.391 | 58.7464
SE_S | d212c | 1984-1985 | -28.8236 | 28.8236 | -28.8236 | 28.8236 | 30.8697 | DE_N | d212c | 1984-1985 | -61.3533 | 61.3533 | -61.3533 | 61.3533 | 119.063 | 70.6748
SE_S | d212d | 1984-1985 | -31.4144 | 31.4144 | -31.4144 | 31.4144 | 33.5429 | DE_N | d212d | 1984-1985 | -66.9429 | 66.9429 | -66.9429 | 66.9429 | 124.291 | 78.792
SE_S | d212e | 1984-1985 | -32.4246 | 32.4246 | -32.4246 | 32.4246 | 41.8198 | DE_N | d212e | 1984-1985 | -70.0333 | 70.0333 | -70.0333 | 70.0333 | 138.468 | 83.95
SE_S | d212f | 1984-1985 | -33.2079 | 33.2079 | -33.2079 | 33.2079 | 32.6941 | DE_N | d212f | 1984-1985 | -72.1446 | 72.1446 | -72.1446 | 72.1446 | 110.79 | 80.0622
SE_S | d212g | 1984-1985 | -33.0874 | 33.0874 | -33.0874 | 33.0874 | 24.3324 | DE_N | d212g | 1984-1985 | -71.1709 | 71.1709 | -71.1709 | 71.1709 | 92.9229 | 71.1709
SE_S | d212h | 1984-1985 | -28.7428 | 28.7428 | -28.7428 | 28.7428 | 22.9243 | DE_N | d212h | 1984-1985 | -60.0192 | 60.0192 | -60.0192 | 60.0192 | 107.415 | 67.1773
SE_S | d213a | 1984-1985 | -26.5088 | 26.5088 | -26.5088 | 26.5088 | 23.2447 | DE_N | d213a | 1984-1985 | -54.9212 | 54.9212 | -54.9212 | 54.9212 | 112.15 | 62.9322
SE_S | d213b | 1984-1985 | -25.9169 | 25.9169 | -25.9169 | 25.9169 | 26.3144 | DE_N | d213b | 1984-1985 | -54.9751 | 54.9751 | -54.9751 | 54.9751 | 130.386 | 75.8879
SE_S | d213c | 1984-1985 | -29.9415 | 29.9415 | -29.9415 | 29.9415 | 30.7014 | DE_N | d213c | 1984-1985 | -67.5437 | 67.5437 | -67.5437 | 67.5437 | 142.464 | 88.4565
SE_S | d213d | 1984-1985 | -31.9278 | 31.9278 | -31.9278 | 31.9278 | 36.858 | DE_N | d213d | 1984-1985 | -75.926 | 75.926 | -71.9299 | 71.9299 | 177.97 | 102.557
SE_S | d213e | 1984-1985 | -32.521 | 32.521 | -32.521 | 32.521 | 42.6545 | DE_N | d213e | 1984-1985 | -106.083 | 106.083 | -74.2622 | 74.2622 | 213.881 | 122.899
SE_S | d213f | 1984-1985 | -33.3476 | 33.3476 | -33.3476 | 33.3476 | 37.0189 | DE_N | d213f | 1984-1985 | -81.7938 | 81.7938 | -76.2095 | 76.2095 | 185.018 | 107.083
SE_S | d213g | 1984-1985 | -33.3484 | 33.3484 | -33.3484 | 33.3484 | 37.5641 | DE_N | d213g | 1984-1985 | -77.8523 | 77.8523 | -74.8681 | 74.8681 | 156.812 | 101.58
SE_S | d213h | 1984-1985 | -28.9419 | 28.9419 | -28.9419 | 28.9419 | 37.8041 | DE_N | d213h | 1984-1985 | -65.9089 | 65.9089 | -62.6943 | 62.6943 | 150.863 | 89.6869
SE_S | d214a | 1984-1985 | -25.1398 | 25.1398 | -25.1398 | 25.1398 | 37.7921 | DE_N | d214a | 1984-1985 | -58.2346 | 58.2346 | -54.9069 | 54.9069 | 145.738 | 81.9859
SE_S | d214b | 1984-1985 | -24.6641 | 24.6641 | -24.6641 | 24.6641 | 37.7891 | DE_N | d214b | 1984-1985 | -58.3718 | 58.3718 | -55.0225 | 55.0225 | 146.001 | 82.0796
SE_S | d214c | 1984-1985 | -28.3936 | 28.3936 | -28.3936 | 28.3936 | 38.0205 | DE_N | d214c | 1984-1985 | -68.563 | 68.563 | -65.3578 | 65.3578 | 152.091 | 92.1846
SE_S | d214d | 1984-1985 | -31.5079 | 31.5079 | -31.5079 | 31.5079 | 39.8526 | DE_N | d214d | 1984-1985 | -76.4224 | 76.4224 | -72.7215 | 72.7215 | 168.12 | 100.222
SE_S | d214e | 1984-1985 | -33.1807 | 33.1807 | -33.1807 | 33.1807 | 41.8702 | DE_N | d214e | 1984-1985 | -82.5888 | 82.5888 | -77.4245 | 77.4245 | 183.692 | 106.795
SE_S | d214f | 1984-1985 | -33.0079 | 33.0079 | -33.0079 | 33.0079 | 38.4791 | DE_N | d214f | 1984-1985 | -80.3697 | 80.3697 | -76.9908 | 76.9908 | 168.112 | 104.063
SE_S | d214g | 1984-1985 | -32.3603 | 32.3603 | -32.3603 | 32.3603 | 35.5274 | DE_N | d214g | 1984-1985 | -76.409 | 76.409 | -73.4811 | 73.4811 | 156.628 | 99.9241
SE_S | d214h | 1984-1985 | -28.806 | 28.806 | -28.806 | 28.806 | 32.5486 | DE_N | d214h | 1984-1985 | -66.2745 | 66.2745 | -63.2019 | 63.2019 | 151.634 | 89.8834
SE_S | d215a | 1984-1985 | -24.3339 | 24.3339 | -24.3339 | 24.3339 | 29.7894 | DE_N | d215a | 1984-1985 | -55.7998 | 55.7998 | -52.566 | 52.566 | 146.242 | 79.5175
SE_S | d215b | 1984-1985 | -24.0345 | 24.0345 | -24.0345 | 24.0345 | 27.7115 | DE_N | d215b | 1984-1985 | -56.573 | 56.573 | -53.3943 | 53.3943 | 146.997 | 80.3203
SE_S | d215c | 1984-1985 | -27.6734 | 27.6734 | -27.6734 | 27.6734 | 29.7014 | DE_N | d215c | 1984-1985 | -66.8891 | 66.8891 | -64.0117 | 64.0117 | 150.808 | 90.5457
SE_S | d215d | 1984-1985 | -30.5568 | 30.5568 | -30.5568 | 30.5568 | 35.0582 | DE_N | d215d | 1984-1985 | -73.7438 | 73.7438 | -70.6952 | 70.6952 | 163.077 | 97.6114
SE_S | d215e | 1984-1985 | -32.9045 | 32.9045 | -32.9045 | 32.9045 | 40.8039 | DE_N | d215e | 1984-1985 | -91.6196 | 91.6196 | -77.7516 | 77.7516 | 204.514 | 118.795
SE_S | d215f | 1984-1985 | -33.7211 | 33.7211 | -33.7211 | 33.7211 | 38.4338 | DE_N | d215f | 1984-1985 | -81.6563 | 81.6563 | -78.7588 | 78.7588 | 177.701 | 105.914
SE_S | d215g | 1984-1985 | -32.6569 | 32.6569 | -32.6569 | 32.6569 | 35.1576 | DE_N | d215g | 1984-1985 | -73.2682 | 73.2682 | -73.2682 | 73.2682 | 145.437 | 94.181
SE_S | d215h | 1984-1985 | -29.0491 | 29.0491 | -29.0491 | 29.0491 | 27.8621 | DE_N | d215h | 1984-1985 | -62.631 | 62.631 | -62.631 | 62.631 | 135.848 | 83.5438
SE_S | d216a | 1984-1985 | -25.122 | 25.122 | -25.122 | 25.122 | 21.855 | DE_N | d216a | 1984-1985 | -52.4222 | 52.4222 | -52.4222 | 52.4222 | 137.153 | 73.335
SE_S | d216b | 1984-1985 | -24.7338 | 24.7338 | -24.7338 | 24.7338 | 23.8666 | DE_N | d216b | 1984-1985 | -52.8105 | 52.8105 | -52.8105 | 52.8105 | 142.449 | 73.7232
SE_S | d216c | 1984-1985 | -29.1367 | 29.1367 | -29.1367 | 29.1367 | 29.7431 | DE_N | d216c | 1984-1985 | -66.5938 | 66.5938 | -66.5938 | 66.5938 | 138.708 | 87.5066
SE_S | d216d | 1984-1985 | -31.1281 | 31.1281 | -31.1281 | 31.1281 | 36.5624 | DE_N | d216d | 1984-1985 | -70.9862 | 70.9862 | -70.9862 | 70.9862 | 147.824 | 91.8989
SE_S | d216e | 1984-1985 | -32.0162 | 32.0162 | -32.0162 | 32.0162 | 38.5102 | DE_N | d216e | 1984-1985 | -74.0345 | 74.0345 | -74.0345 | 74.0345 | 159.356 | 94.9473
SE_S | d216f | 1984-1985 | -33.0587 | 33.0587 | -33.0587 | 33.0587 | 34.6743 | DE_N | d216f | 1984-1985 | -77.5524 | 77.5524 | -77.5524 | 77.5524 | 151.564 | 98.4652
SE_S | d216g | 1984-1985 | -32.5698 | 32.5698 | -32.5698 | 32.5698 | 29.802 | DE_N | d216g | 1984-1985 | -74.6478 | 74.6478 | -74.6478 | 74.6478 | 138.215 | 95.5605
SE_S | d216h | 1984-1985 | -28.1726 | 28.1726 | -28.1726 | 28.1726 | 25.2008 | DE_N | d216h | 1984-1985 | -61.2284 | 61.2284 | -61.2283 | 61.2283 | 129.26 | 82.1411
SE_S | d217a | 1984-1985 | -24.4872 | 24.4872 | -24.4872 | 24.4872 | 25.0153 | DE_N | d217a | 1984-1985 | -50.8326 | 50.8326 | -50.8326 | 50.8326 | 125.968 | 71.7454
SE_S | d217b | 1984-1985 | -24.0223 | 24.0223 | -24.0223 | 24.0223 | 29.227 | DE_N | d217b | 1984-1985 | -50.8983 | 50.8983 | -50.8983 | 50.8983 | 131.393 | 71.8111
SE_S | d217c | 1984-1985 | -27.9203 | 27.9203 | -27.9203 | 27.9203 | 31.8554 | DE_N | d217c | 1984-1985 | -63.0947 | 63.0947 | -63.0947 | 63.0947 | 140.843 | 84.0075
SE_S | d217d | 1984-1985 | -29.8459 | 29.8459 | -29.8459 | 29.8459 | 39.5068 | DE_N | d217d | 1984-1985 | -66.5035 | 66.5035 | -66.5035 | 66.5035 | 144.161 | 87.4163
SE_S | d217e | 1984-1985 | -30.7267 | 30.7267 | -30.7267 | 30.7267 | 46.7913 | DE_N | d217e | 1984-1985 | -68.7043 | 68.7043 | -68.7043 | 68.7043 | 151.027 | 89.6171
SE_S | d217f | 1984-1985 | -31.5007 | 31.5007 | -31.5007 | 31.5007 | 37.9992 | DE_N | d217f | 1984-1985 | -69.5583 | 69.5583 | -69.5583 | 69.5583 | 148.982 | 90.4711
SE_S | d217g | 1984-1985 | -31.9517 | 31.9517 | -31.9517 | 31.9517 | 33.1707 | DE_N | d217g | 1984-1985 | -68.9725 | 68.9725 | -68.9725 | 68.9725 | 135.499 | 89.8853
SE_S | d217h | 1984-1985 | -27.9828 | 27.9828 | -27.9828 | 27.9828 | 31.3355 | DE_N | d217h | 1984-1985 | -58.4135 | 58.4135 | -58.4135 | 58.4135 | 130.553 | 79.3262
SE_S | d218a | 1984-1985 | -25.407 | 25.407 | -25.407 | 25.407 | 30.5653 | DE_N | d218a | 1984-1985 | -50.3902 | 50.3902 | -49.4889 | 49.4889 | 137.159 | 72.8059
SE_S | d218b | 1984-1985 | -25.283 | 25.283 | -25.283 | 25.283 | 30.0306 | DE_N | d218b | 1984-1985 | -49.2786 | 49.2786 | -48.0562 | 48.0562 | 140.14 | 72.2432
SE_S | d218c | 1984-1985 | -27.4458 | 27.4458 | -27.4458 | 27.4458 | 29.7329 | DE_N | d218c | 1984-1985 | -55.9683 | 55.9683 | -54.6437 | 54.6437 | 146.184 | 79.0837
SE_S | d218d | 1984-1985 | -29.0377 | 29.0377 | -29.0377 | 29.0377 | 32.4747 | DE_N | d218d | 1984-1985 | -61.5146 | 61.5146 | -60.095 | 60.095 | 154.625 | 84.7658
SE_S | d218e | 1984-1985 | -30.0946 | 30.0946 | -30.0946 | 30.0946 | 34.7727 | DE_N | d218e | 1984-1985 | -66.4337 | 66.4337 | -62.7376 | 62.7376 | 182.125 | 99.3489
SE_S | d218f | 1984-1985 | -32.4286 | 32.4286 | -32.4286 | 32.4286 | 33.7011 | DE_N | d218f | 1984-1985 | -71.0307 | 71.0307 | -69.4719 | 69.4719 | 169.838 | 94.4957
SE_S | d218g | 1984-1985 | -32.7599 | 32.7599 | -32.7599 | 32.7599 | 36.4831 | DE_N | d218g | 1984-1985 | -68.9176 | 68.9176 | -67.6043 | 67.6043 | 152.254 | 91.9296
SE_S | d218h | 1984-1985 | -28.6773 | 28.6773 | -28.6773 | 28.6773 | 36.6078 | DE_N | d218h | 1984-1985 | -59.8184 | 59.8184 | -58.5191 | 58.5191 | 147.236 | 82.8098
SE_S | d219a | 1984-1985 | -26.5805 | 26.5805 | -26.5805 | 26.5805 | 35.9743 | DE_N | d219a | 1984-1985 | -52.7567 | 52.7567 | -51.4987 | 51.4987 | 141.025 | 75.6764
SE_S | d219b | 1984-1985 | -26.3165 | 26.3165 | -26.3165 | 26.3165 | 35.6202 | DE_N | d219b | 1984-1985 | -53.0538 | 53.0538 | -51.8723 | 51.8723 | 137.989 | 75.8467
SE_S | d219c | 1984-1985 | -29.2156 | 29.2156 | -29.2156 | 29.2156 | 36.5712 | DE_N | d219c | 1984-1985 | -61.3616 | 61.3616 | -60.3168 | 60.3168 | 133.562 | 83.9351
SE_S | d219d | 1984-1985 | -31.4768 | 31.4768 | -31.4768 | 31.4768 | 49.8145 | DE_N | d219d | 1984-1985 | -67.1331 | 67.1331 | -65.9839 | 65.9839 | 155.495 | 89.8758
SE_S | d219e | 1984-1985 | -31.7058 | 31.7058 | -31.7058 | 31.7058 | 66.4161 | DE_N | d219e | 1984-1985 | -72.5808 | 72.5808 | -67.0211 | 67.0211 | 201.889 | 122.961
SE_S | d219f | 1984-1985 | -32.7296 | 32.7296 | -32.7296 | 32.7296 | 48.9402 | DE_N | d219f | 1984-1985 | -70.314 | 70.314 | -70.314 | 70.314 | 140.107 | 91.2268
SE_S | d219g | 1984-1985 | -32.4821 | 32.4821 | -32.4821 | 32.4821 | 37.67 | DE_N | d219g | 1984-1985 | -67.8607 | 67.8607 | -67.8607 | 67.8607 | 91.0017 | 83.5542
SE_S | d219h | 1984-1985 | -28.5858 | 28.5858 | -28.5858 | 28.5858 | 32.4396 | DE_N | d219h | 1984-1985 | -59.4578 | 59.4578 | -59.4578 | 59.4578 | 95.7332 | 69.9638
SE_S | d220a | 1984-1985 | -26.3936 | 26.3936 | -26.3936 | 26.3936 | 28.0502 | DE_N | d220a | 1984-1985 | -53.9089 | 53.9089 | -53.9089 | 53.9089 | 101.118 | 61.9249
SE_S | d220b | 1984-1985 | -26.0604 | 26.0604 | -26.0604 | 26.0604 | 23.7145 | DE_N | d220b | 1984-1985 | -54.9451 | 54.9451 | -54.9451 | 54.9451 | 106.197 | 62.4632
SE_S | d220c | 1984-1985 | -30.383 | 30.383 | -30.383 | 30.383 | 21.7015 | DE_N | d220c | 1984-1985 | -66.2556 | 66.2556 | -66.2556 | 66.2556 | 120.182 | 78.1847
SE_S | d220d | 1984-1985 | -32.0675 | 32.0675 | -32.0675 | 32.0675 | 24.4921 | DE_N | d220d | 1984-1985 | -69.8083 | 69.8083 | -69.8083 | 69.8083 | 144.763 | 85.1494
SE_S | d220e | 1984-1985 | -32.4984 | 32.4984 | -32.4984 | 32.4984 | 25.7482 | DE_N | d220e | 1984-1985 | -72.1049 | 72.1049 | -72.1049 | 72.1049 | 163.995 | 89.5316
SE_S | d220f | 1984-1985 | -33.1997 | 33.1997 | -33.1997 | 33.1997 | 24.9723 | DE_N | d220f | 1984-1985 | -72.8475 | 72.8475 | -72.8475 | 72.8475 | 142.746 | 90.4024
SE_S | d220g | 1984-1985 | -33.2154 | 33.2154 | -33.2154 | 33.2154 | 26.0531 | DE_N | d220g | 1984-1985 | -70.1944 | 70.1944 | -70.1944 | 70.1944 | 130.798 | 76.3072
SE_S | d220h | 1984-1985 | -28.7432 | 28.7432 | -28.7432 | 28.7432 | 25.738 | DE_N | d220h | 1984-1985 | -60.6557 | 60.6557 | -60.6557 | 60.6557 | 120.102 | 64.8214
SE_S | d221a | 1984-1985 | -25.8586 | 25.8586 | -25.8586 | 25.8586 | 23.6755 | DE_N | d221a | 1984-1985 | -52.9999 | 52.9999 | -52.9999 | 52.9999 | 107.165 | 55.9657
SE_S | d221b | 1984-1985 | -25.5923 | 25.5923 | -25.5923 | 25.5923 | 23.4692 | DE_N | d221b | 1984-1985 | -54.1697 | 54.1697 | -54.1697 | 54.1697 | 100.832 | 56.7372
SE_S | d221c | 1984-1985 | -29.1697 | 29.1697 | -29.1697 | 29.1697 | 25.0248 | DE_N | d221c | 1984-1985 | -63.323 | 63.323 | -63.323 | 63.323 | 101.621 | 66.0974
SE_S | d221d | 1984-1985 | -31.5237 | 31.5237 | -31.5237 | 31.5237 | 24.9219 | DE_N | d221d | 1984-1985 | -68.7135 | 68.7135 | -68.7135 | 68.7135 | 105.524 | 72.1782
SE_S | d221e | 1984-1985 | -32.899 | 32.899 | -32.899 | 32.899 | 24.4786 | DE_N | d221e | 1984-1985 | -73.9379 | 73.9379 | -73.9379 | 73.9379 | 104.642 | 86.2297
SE_S | d221f | 1984-1985 | -33.4373 | 33.4373 | -33.4373 | 33.4373 | 20.2885 | DE_N | d221f | 1984-1985 | -74.3872 | 74.3872 | -74.3872 | 74.3872 | 103.739 | 74.8597
SE_S | d221g | 1984-1985 | -33.0253 | 33.0253 | -33.0253 | 33.0253 | 21.3476 | DE_N | d221g | 1984-1985 | -71.0921 | 71.0921 | -71.0921 | 71.0921 | 82.6262 | 71.0921
SE_S | d221h | 1984-1985 | -28.8808 | 28.8808 | -28.8808 | 28.8808 | 19.9567 | DE_N | d221h | 1984-1985 | -61.361 | 61.361 | -61.361 | 61.361 | 69.0604 | 61.361
SE_S | d222a | 1984-1985 | -25.911 | 25.911 | -25.911 | 25.911 | 18.3263 | DE_N | d222a | 1984-1985 | -53.2551 | 53.2551 | -53.2551 | 53.2551 | 55.9578 | 53.2551
SE_S | d222b | 1984-1985 | -25.7631 | 25.7631 | -25.7631 | 25.7631 | 16.3421 | DE_N | d222b | 1984-1985 | -53.7103 | 53.7103 | -53.7103 | 53.7103 | 52.3232 | 53.7103
SE_S | d222c | 1984-1985 | -29.5463 | 29.5463 | -29.5463 | 29.5463 | 16.3985 | DE_N | d222c | 1984-1985 | -63.5288 | 63.5288 | -63.5288 | 63.5288 | 55.8968 | 63.5288
SE_S | d222d | 1984-1985 | -31.8899 | 31.8899 | -31.8899 | 31.8899 | 21.7295 | DE_N | d222d | 1984-1985 | -69.2616 | 69.2616 | -69.2616 | 69.2616 | 66.6543 | 69.2616
SE_S | d222e | 1984-1985 | -33.3224 | 33.3224 | -33.3224 | 33.3224 | 27.2711 | DE_N | d222e | 1984-1985 | -74.7756 | 74.7756 | -74.7756 | 74.7756 | 89.8332 | 74.7756
SE_S | d222f | 1984-1985 | -33.7292 | 33.7292 | -33.7292 | 33.7292 | 25.1907 | DE_N | d222f | 1984-1985 | -74.3264 | 74.3264 | -74.3264 | 74.3264 | 106.068 | 74.3264
SE_S | d222g | 1984-1985 | -33.5201 | 33.5201 | -33.5201 | 33.5201 | 25.6166 | DE_N | d222g | 1984-1985 | -70.2393 | 70.2393 | -70.2393 | 70.2393 | 110.239 | 70.2393
SE_S | d222h | 1984-1985 | -29.5071 | 29.5071 | -29.5071 | 29.5071 | 24.739 | DE_N | d222h | 1984-1985 | -61.8497 | 61.8497 | -61.8497 | 61.8497 | 109.513 | 61.8497
SE_S | d223a | 1984-1985 | -26.2606 | 26.2606 | -26.2606 | 26.2606 | 27.1201 | DE_N | d223a | 1984-1985 | -53.5238 | 53.5238 | -53.5238 | 53.5238 | 99.5892 | 53.5238
SE_S | d223b | 1984-1985 | -26.09 | 26.09 | -26.09 | 26.09 | 28.2689 | DE_N | d223b | 1984-1985 | -53.9027 | 53.9027 | -53.9027 | 53.9027 | 92.4566 | 53.9027
SE_S | d223c | 1984-1985 | -30.5481 | 30.5481 | -30.5481 | 30.5481 | 32.2663 | DE_N | d223c | 1984-1985 | -65.2505 | 65.2505 | -65.2505 | 65.2505 | 101.684 | 65.2505
SE_S | d223d | 1984-1985 | -32.4671 | 32.4671 | -32.4671 | 32.4671 | 40.1706 | DE_N | d223d | 1984-1985 | -69.9726 | 69.9726 | -69.9726 | 69.9726 | 137.414 | 69.9726
SE_S | d223e | 1984-1985 | -33.3898 | 33.3898 | -33.3898 | 33.3898 | 49.4957 | DE_N | d223e | 1984-1985 | -75.0601 | 75.0601 | -73.4671 | 73.4671 | 187.542 | 103.507
SE_S | d223f | 1984-1985 | -34.6793 | 34.6793 | -34.6793 | 34.6793 | 37.5967 | DE_N | d223f | 1984-1985 | -76.166 | 76.166 | -76.166 | 76.166 | 149.989 | 76.166
SE_S | d223g | 1984-1985 | -34.1968 | 34.1968 | -34.1968 | 34.1968 | 28.5721 | DE_N | d223g | 1984-1985 | -72.0216 | 72.0216 | -72.0216 | 72.0216 | 116.166 | 72.0216
SE_S | d223h | 1984-1985 | -29.8529 | 29.8529 | -29.8529 | 29.8529 | 24.2134 | DE_N | d223h | 1984-1985 | -63.1481 | 63.1481 | -63.1481 | 63.1481 | 106.082 | 63.1481
SE_S | d224a | 1984-1985 | -26.7535 | 26.7535 | -26.7535 | 26.7535 | 22.2277 | DE_N | d224a | 1984-1985 | -53.0259 | 53.0259 | -53.0259 | 53.0259 | 97.6565 | 53.0259
SE_S | d224b | 1984-1985 | -26.6252 | 26.6252 | -26.6252 | 26.6252 | 21.5317 | DE_N | d224b | 1984-1985 | -53.6371 | 53.6371 | -53.6371 | 53.6371 | 100.999 | 53.6371
SE_S | d224c | 1984-1985 | -30.3797 | 30.3797 | -30.3797 | 30.3797 | 23.5278 | DE_N | d224c | 1984-1985 | -64.9194 | 64.9194 | -64.9194 | 64.9194 | 115.92 | 64.9194
SE_S | d224d | 1984-1985 | -31.5557 | 31.5557 | -31.5557 | 31.5557 | 30.296 | DE_N | d224d | 1984-1985 | -68.3885 | 68.3885 | -68.3885 | 68.3885 | 149.265 | 87.6955
SE_S | d224e | 1984-1985 | -31.9019 | 31.9019 | -31.9019 | 31.9019 | 38.0476 | DE_N | d224e | 1984-1985 | -74.8909 | 74.8909 | -69.6265 | 69.6265 | 193.308 | 110.547
SE_S | d224f | 1984-1985 | -32.8838 | 32.8838 | -32.8838 | 32.8838 | 31.0554 | DE_N | d224f | 1984-1985 | -73.7673 | 73.7673 | -71.8574 | 71.8574 | 164.679 | 97.3735
SE_S | d224g | 1984-1985 | -33.2745 | 33.2745 | -33.2745 | 33.2745 | 29.9689 | DE_N | d224g | 1984-1985 | -72.0147 | 72.0147 | -70.2631 | 70.2631 | 150.137 | 95.2828
SE_S | d224h | 1984-1985 | -29.114 | 29.114 | -29.114 | 29.114 | 27.8179 | DE_N | d224h | 1984-1985 | -62.8437 | 62.8437 | -60.9611 | 60.9611 | 144.805 | 86.1571
SE_S | d225a | 1984-1985 | -26.5673 | 26.5673 | -26.5673 | 26.5673 | 28.0033 | DE_N | d225a | 1984-1985 | -54.4232 | 54.4232 | -52.3095 | 52.3095 | 141.529 | 77.8566
SE_S | d225b | 1984-1985 | -26.3249 | 26.3249 | -26.3249 | 26.3249 | 28.3767 | DE_N | d225b | 1984-1985 | -54.5227 | 54.5227 | -52.2076 | 52.2076 | 142.968 | 78.0211
SE_S | d225c | 1984-1985 | -28.1445 | 28.1445 | -28.1445 | 28.1445 | 29.354 | DE_N | d225c | 1984-1985 | -60.0086 | 60.0086 | -57.573 | 57.573 | 145.894 | 83.4879
SE_S | d225d | 1984-1985 | -29.7749 | 29.7749 | -29.7749 | 29.7749 | 37.298 | DE_N | d225d | 1984-1985 | -65.6294 | 65.6294 | -61.7485 | 61.7485 | 168.075 | 89.8539
SE_S | d225e | 1984-1985 | -31.1331 | 31.1331 | -31.1331 | 31.1331 | 47.3724 | DE_N | d225e | 1984-1985 | -93.8865 | 93.8865 | -65.4501 | 65.4501 | 193.099 | 101.12
SE_S | d225f | 1984-1985 | -32.4616 | 32.4616 | -32.4616 | 32.4616 | 37.1539 | DE_N | d225f | 1984-1985 | -72.7576 | 72.7576 | -68.9843 | 68.9843 | 174.047 | 95.8512
SE_S | d225g | 1984-1985 | -32.8827 | 32.8827 | -32.8826 | 32.8826 | 31.9212 | DE_N | d225g | 1984-1985 | -70.9309 | 70.9309 | -68.7958 | 68.7958 | 151.251 | 93.6083
SE_S | d225h | 1984-1985 | -28.9036 | 28.9036 | -28.9036 | 28.9036 | 29.0996 | DE_N | d225h | 1984-1985 | -62.3556 | 62.3556 | -60.3222 | 60.3222 | 144.998 | 84.9922
SE_S | d226a | 1984-1985 | -26.5947 | 26.5947 | -26.5947 | 26.5947 | 26.9293 | DE_N | d226a | 1984-1985 | -54.3329 | 54.3329 | -52.398 | 52.398 | 136.542 | 76.9207
SE_S | d226b | 1984-1985 | -26.4074 | 26.4074 | -26.4074 | 26.4074 | 25.6738 | DE_N | d226b | 1984-1985 | -54.3125 | 54.3125 | -52.4302 | 52.4302 | 136.506 | 76.8718
SE_S | d226c | 1984-1985 | -29.4286 | 29.4286 | -29.4286 | 29.4286 | 26.3683 | DE_N | d226c | 1984-1985 | -62.2235 | 62.2235 | -60.4926 | 60.4926 | 137.245 | 84.712
SE_S | d226d | 1984-1985 | -31.875 | 31.875 | -31.875 | 31.875 | 34.3589 | DE_N | d226d | 1984-1985 | -68.8641 | 68.8641 | -66.767 | 66.767 | 151.371 | 91.4979
SE_S | d226e | 1984-1985 | -32.0924 | 32.0924 | -32.0924 | 32.0924 | 41.6179 | DE_N | d226e | 1984-1985 | -94.1987 | 94.1987 | -67.3758 | 67.3758 | 160.339 | 101.115
SE_S | d226f | 1984-1985 | -33.0858 | 33.0858 | -33.0858 | 33.0858 | 28.1422 | DE_N | d226f | 1984-1985 | -72.0627 | 72.0627 | -70.2958 | 70.2958 | 143.881 | 94.5724
SE_S | d226g | 1984-1985 | -32.8575 | 32.8575 | -32.8575 | 32.8575 | 21.0498 | DE_N | d226g | 1984-1985 | -68.3393 | 68.3393 | -68.3393 | 68.3393 | 112.965 | 84.2284
SE_S | d226h | 1984-1985 | -28.7499 | 28.7499 | -28.7499 | 28.7499 | 19.417 | DE_N | d226h | 1984-1985 | -59.4938 | 59.4938 | -59.4938 | 59.4938 | 100.744 | 69.8048
SE_S | d227a | 1984-1985 | -26.7507 | 26.7507 | -26.7507 | 26.7507 | 17.3699 | DE_N | d227a | 1984-1985 | -53.112 | 53.112 | -53.112 | 53.112 | 91.7202 | 60.8249
SE_S | d227b | 1984-1985 | -26.7168 | 26.7168 | -26.7168 | 26.7168 | 17.097 | DE_N | d227b | 1984-1985 | -54.3667 | 54.3667 | -54.3667 | 54.3667 | 89.8313 | 61.773
SE_S | d227c | 1984-1985 | -30.8441 | 30.8441 | -30.8441 | 30.8441 | 18.5095 | DE_N | d227c | 1984-1985 | -66.4676 | 66.4676 | -66.4676 | 66.4676 | 98.3203 | 78.1498
SE_S | d227d | 1984-1985 | -32.6929 | 32.6929 | -32.6929 | 32.6929 | 24.0929 | DE_N | d227d | 1984-1985 | -70.9604 | 70.9604 | -70.9604 | 70.9604 | 125.071 | 91.8732
SE_S | d227e | 1984-1985 | -33.3636 | 33.3636 | -33.3636 | 33.3636 | 34.9127 | DE_N | d227e | 1984-1985 | -100.703 | 100.703 | -74.1132 | 74.1132 | 169.052 | 108.214
SE_S | d227f | 1984-1985 | -33.7245 | 33.7245 | -33.7245 | 33.7245 | 28.4375 | DE_N | d227f | 1984-1985 | -73.9194 | 73.9194 | -73.9194 | 73.9194 | 139.726 | 94.8322
SE_S | d227g | 1984-1985 | -33.5992 | 33.5992 | -33.5992 | 33.5992 | 22.6929 | DE_N | d227g | 1984-1985 | -71.4282 | 71.4282 | -71.4282 | 71.4282 | 98.866 | 86.8025
SE_S | d227h | 1984-1985 | -29.2091 | 29.2091 | -29.2091 | 29.2091 | 21.5847 | DE_N | d227h | 1984-1985 | -61.9157 | 61.9157 | -61.9157 | 61.9157 | 96.3012 | 72.0115
SE_S | d228a | 1984-1985 | -26.3091 | 26.3091 | -26.3091 | 26.3091 | 19.5013 | DE_N | d228a | 1984-1985 | -54.4669 | 54.4669 | -54.4669 | 54.4669 | 92.4824 | 62.1985
SE_S | d228b | 1984-1985 | -26.0422 | 26.0422 | -26.0422 | 26.0422 | 21.0915 | DE_N | d228b | 1984-1985 | -56.1179 | 56.1179 | -56.1179 | 56.1179 | 95.0507 | 63.5531
SE_S | d228c | 1984-1985 | -29.8579 | 29.8579 | -29.8579 | 29.8579 | 27.9264 | DE_N | d228c | 1984-1985 | -66.8622 | 66.8622 | -66.8622 | 66.8622 | 105.415 | 77.8554
SE_S | d228d | 1984-1985 | -32.5777 | 32.5777 | -32.5777 | 32.5777 | 38.4829 | DE_N | d228d | 1984-1985 | -80.3055 | 80.3055 | -72.7431 | 72.7431 | 155.667 | 102.075
SE_S | d228e | 1984-1985 | -33.1138 | 33.1138 | -33.1138 | 33.1138 | 47.9185 | DE_N | d228e | 1984-1985 | -144.674 | 144.674 | -75.2277 | 75.2277 | 172.167 | 108.586
SE_S | d228f | 1984-1985 | -32.8987 | 32.8987 | -32.8987 | 32.8987 | 37.5402 | DE_N | d228f | 1984-1985 | -83.0111 | 83.0111 | -72.435 | 72.435 | 157.875 | 102.792
SE_S | d228g | 1984-1985 | -32.9291 | 32.9291 | -32.9291 | 32.9291 | 32.2909 | DE_N | d228g | 1984-1985 | -70.4231 | 70.4231 | -70.4231 | 70.4231 | 121.999 | 87.7928
SE_S | d228h | 1984-1985 | -28.9909 | 28.9909 | -28.9909 | 28.9909 | 30.4849 | DE_N | d228h | 1984-1985 | -62.9872 | 62.9872 | -62.9872 | 62.9872 | 121.024 | 78.2092
SE_S | d229a | 1984-1985 | -26.3513 | 26.3513 | -26.3513 | 26.3513 | 27.3709 | DE_N | d229a | 1984-1985 | -55.027 | 55.027 | -55.027 | 55.027 | 113.853 | 68.9565
SE_S | d229b | 1984-1985 | -26.0432 | 26.0432 | -26.0432 | 26.0432 | 26.2788 | DE_N | d229b | 1984-1985 | -55.9552 | 55.9552 | -55.9552 | 55.9552 | 107.107 | 68.7646
SE_S | d229c | 1984-1985 | -30.0532 | 30.0532 | -30.0532 | 30.0532 | 26.8678 | DE_N | d229c | 1984-1985 | -67.1934 | 67.1934 | -67.1934 | 67.1934 | 102.052 | 80.9029
SE_S | d229d | 1984-1985 | -32.1034 | 32.1034 | -32.1034 | 32.1034 | 32.78 | DE_N | d229d | 1984-1985 | -70.1873 | 70.1873 | -70.0145 | 70.0145 | 143.008 | 91.4109
SE_S | d229e | 1984-1985 | -32.8203 | 32.8203 | -32.8203 | 32.8203 | 35.8072 | DE_N | d229e | 1984-1985 | -118.632 | 118.632 | -72.8179 | 72.8179 | 169.537 | 106.496
SE_S | d229f | 1984-1985 | -34.0625 | 34.0625 | -34.0625 | 34.0625 | 21.7799 | DE_N | d229f | 1984-1985 | -75.3244 | 75.3244 | -75.3244 | 75.3244 | 138.887 | 96.2372
SE_S | d229g | 1984-1985 | -33.5083 | 33.5083 | -33.5083 | 33.5083 | 17.0376 | DE_N | d229g | 1984-1985 | -70.5392 | 70.5392 | -70.5392 | 70.5392 | 79.692 | 70.5392
SE_S | d229h | 1984-1985 | -29.3258 | 29.3258 | -29.3258 | 29.3258 | 17.7446 | DE_N | d229h | 1984-1985 | -62.6406 | 62.6406 | -62.6406 | 62.6406 | 69.9421 | 62.6406
SE_S | d230a | 1984-1985 | -26.359 | 26.359 | -26.359 | 26.359 | 16.6984 | DE_N | d230a | 1984-1985 | -54.2792 | 54.2792 | -54.2792 | 54.2792 | 60.0398 | 54.2792
SE_S | d230b | 1984-1985 | -26.1474 | 26.1474 | -26.1474 | 26.1474 | 18.0695 | DE_N | d230b | 1984-1985 | -55.9661 | 55.9661 | -55.9661 | 55.9661 | 65.1738 | 55.9661
SE_S | d230c | 1984-1985 | -30.7882 | 30.7882 | -30.7882 | 30.7882 | 21.1297 | DE_N | d230c | 1984-1985 | -69.5906 | 69.5906 | -69.5906 | 69.5906 | 80.4581 | 69.5906
SE_S | d230d | 1984-1985 | -33.0689 | 33.0689 | -33.0689 | 33.0689 | 31.6332 | DE_N | d230d | 1984-1985 | -74.4768 | 74.4768 | -72.3063 | 72.3063 | 165.235 | 96.9931
SE_S | d230e | 1984-1985 | -33.0922 | 33.0922 | -33.0922 | 33.0922 | 46.0506 | DE_N | d230e | 1984-1985 | -155.373 | 155.373 | -72.0032 | 72.0032 | 167.145 | 104.71
SE_S | d230f | 1984-1985 | -33.9867 | 33.9867 | -33.9867 | 33.9867 | 40.7957 | DE_N | d230f | 1984-1985 | -85.1976 | 85.1976 | -73.6064 | 73.6064 | 188.094 | 103.646
SE_S | d230g | 1984-1985 | -34.2133 | 34.2133 | -34.2133 | 34.2133 | 38.3586 | DE_N | d230g | 1984-1985 | -73.7947 | 73.7947 | -71.7849 | 71.7849 | 149.845 | 96.2388
SE_S | d230h | 1984-1985 | -29.5724 | 29.5724 | -29.5724 | 29.5724 | 36.7771 | DE_N | d230h | 1984-1985 | -64.8543 | 64.8543 | -62.7463 | 62.7463 | 148.396 | 87.3329
SE_S | d231a | 1984-1985 | -26.7438 | 26.7438 | -26.7438 | 26.7438 | 32.6988 | DE_N | d231a | 1984-1985 | -55.6626 | 55.6626 | -53.6441 | 53.6441 | 136.023 | 78.1238
SE_S | d231b | 1984-1985 | -26.6714 | 26.6714 | -26.6714 | 26.6714 | 29.3768 | DE_N | d231b | 1984-1985 | -56.9181 | 56.9181 | -55.0544 | 55.0544 | 130.002 | 79.3437
SE_S | d231c | 1984-1985 | -30.4249 | 30.4249 | -30.4249 | 30.4249 | 28.964 | DE_N | d231c | 1984-1985 | -69.3765 | 69.3765 | -67.8226 | 67.8226 | 133.378 | 91.7066
SE_S | d231d | 1984-1985 | -31.6669 | 31.6669 | -31.6669 | 31.6669 | 40.5173 | DE_N | d231d | 1984-1985 | -83.1456 | 83.1456 | -68.9404 | 68.9404 | 155.164 | 99.9327
SE_S | d231e | 1984-1985 | -31.3869 | 31.3869 | -31.3869 | 31.3869 | 51.7254 | DE_N | d231e | 1984-1985 | -152.726 | 152.726 | -67.6166 | 67.6166 | 164.484 | 101.462
SE_S | d231f | 1984-1985 | -32.6653 | 32.6653 | -32.6652 | 32.6652 | 40.0743 | DE_N | d231f | 1984-1985 | -76.4716 | 76.4716 | -70.6746 | 70.6746 | 149.466 | 99.2356
SE_S | d231g | 1984-1985 | -32.6712 | 32.6712 | -32.6712 | 32.6712 | 28.8869 | DE_N | d231g | 1984-1985 | -67.8724 | 67.8724 | -67.8724 | 67.8724 | 91.9577 | 76.5561
SE_S | d231h | 1984-1985 | -28.8471 | 28.8471 | -28.8471 | 28.8471 | 24.4404 | DE_N | d231h | 1984-1985 | -60.1876 | 60.1876 | -60.1876 | 60.1876 | 77.3404 | 65.8217
SE_S | d232a | 1984-1985 | -26.3881 | 26.3881 | -26.3881 | 26.3881 | 20.8577 | DE_N | d232a | 1984-1985 | -51.7807 | 51.7807 | -51.7807 | 51.7807 | 69.5528 | 56.2625
SE_S | d232b | 1984-1985 | -26.2915 | 26.2915 | -26.2915 | 26.2915 | 17.7692 | DE_N | d232b | 1984-1985 | -52.1897 | 52.1897 | -52.1897 | 52.1897 | 79.8801 | 56.7553
SE_S | d232c | 1984-1985 | -28.5172 | 28.5172 | -28.5172 | 28.5172 | 17.806 | DE_N | d232c | 1984-1985 | -58.7583 | 58.7583 | -58.7583 | 58.7583 | 96.4545 | 66.329
SE_S | d232d | 1984-1985 | -30.3004 | 30.3004 | -30.3004 | 30.3004 | 23.9213 | DE_N | d232d | 1984-1985 | -63.6644 | 63.6644 | -63.6644 | 63.6644 | 128.851 | 75.7732
SE_S | d232e | 1984-1985 | -30.8947 | 30.8947 | -30.8947 | 30.8947 | 24.5441 | DE_N | d232e | 1984-1985 | -76.0724 | 76.0724 | -65.4085 | 65.4085 | 158.955 | 103.114
SE_S | d232f | 1984-1985 | -32.4471 | 32.4471 | -32.4471 | 32.4471 | 17.602 | DE_N | d232f | 1984-1985 | -69.4572 | 69.4572 | -69.4572 | 69.4572 | 123.434 | 86.208
SE_S | d232g | 1984-1985 | -32.9984 | 32.9984 | -32.9984 | 32.9984 | 14.8645 | DE_N | d232g | 1984-1985 | -69.8062 | 69.8062 | -69.8062 | 69.8062 | 98.977 | 86.6287
SE_S | d232h | 1984-1985 | -28.9211 | 28.9211 | -28.9211 | 28.9211 | 19.7072 | DE_N | d232h | 1984-1985 | -60.3653 | 60.3653 | -60.3653 | 60.3653 | 92.6259 | 71.4642
SE_S | d233a | 1984-1985 | -26.5249 | 26.5249 | -26.5249 | 26.5249 | 25.5554 | DE_N | d233a | 1984-1985 | -52.1174 | 52.1174 | -52.1174 | 52.1174 | 89.6492 | 59.7525
SE_S | d233b | 1984-1985 | -26.3337 | 26.3337 | -26.3337 | 26.3337 | 25.7385 | DE_N | d233b | 1984-1985 | -52.4746 | 52.4746 | -52.4746 | 52.4746 | 97.0687 | 59.6229
SE_S | d233c | 1984-1985 | -29.4811 | 29.4811 | -29.4811 | 29.4811 | 28.0551 | DE_N | d233c | 1984-1985 | -60.4185 | 60.4185 | -60.4185 | 60.4185 | 109.44 | 73.1245
SE_S | d233d | 1984-1985 | -32.3522 | 32.3522 | -32.3522 | 32.3522 | 39.2629 | DE_N | d233d | 1984-1985 | -68.1425 | 68.1425 | -68.1425 | 68.1425 | 126.45 | 89.0553
SE_S | d233e | 1984-1985 | -32.6201 | 32.6201 | -32.6201 | 32.6201 | 50.9826 | DE_N | d233e | 1984-1985 | -71.0171 | 71.0171 | -69.265 | 69.265 | 144.926 | 94.1212
SE_S | d233f | 1984-1985 | -33.5684 | 33.5684 | -33.5684 | 33.5684 | 38.9334 | DE_N | d233f | 1984-1985 | -72.1251 | 72.1251 | -72.1251 | 72.1251 | 139.926 | 93.0379
SE_S | d233g | 1984-1985 | -32.6746 | 32.6746 | -32.6746 | 32.6746 | 29.2403 | DE_N | d233g | 1984-1985 | -67.4432 | 67.4432 | -67.4432 | 67.4432 | 127.962 | 88.3559
SE_S | d233h | 1984-1985 | -28.8671 | 28.8671 | -28.8671 | 28.8671 | 27.774 | DE_N | d233h | 1984-1985 | -60.2666 | 60.2666 | -60.2666 | 60.2666 | 123.387 | 81.1794
SE_S | d234a | 1984-1985 | -26.7819 | 26.7819 | -26.7819 | 26.7819 | 26.4396 | DE_N | d234a | 1984-1985 | -53.2634 | 53.2634 | -53.2634 | 53.2634 | 115.788 | 74.1762
SE_S | d234b | 1984-1985 | -26.7268 | 26.7268 | -26.7268 | 26.7268 | 26.3465 | DE_N | d234b | 1984-1985 | -54.2505 | 54.2505 | -54.2505 | 54.2505 | 112.046 | 75.1633
SE_S | d234c | 1984-1985 | -31.0024 | 31.0024 | -31.0024 | 31.0024 | 28.244 | DE_N | d234c | 1984-1985 | -66.653 | 66.653 | -66.653 | 66.653 | 112.463 | 87.5658
SE_S | d234d | 1984-1985 | -32.8367 | 32.8367 | -32.8367 | 32.8367 | 45.7971 | DE_N | d234d | 1984-1985 | -71.5121 | 71.5121 | -70.8111 | 70.8111 | 143.104 | 93.3968
SE_S | d234e | 1984-1985 | -33.1013 | 33.1013 | -33.1013 | 33.1013 | 57.7689 | DE_N | d234e | 1984-1985 | -105.493 | 105.493 | -72.5747 | 72.5747 | 173.058 | 114.555
SE_S | d234f | 1984-1985 | -34.1959 | 34.1959 | -34.1959 | 34.1959 | 41.5865 | DE_N | d234f | 1984-1985 | -75.2133 | 75.2133 | -75.1632 | 75.1632 | 140.239 | 96.2219
SE_S | d234g | 1984-1985 | -34.0388 | 34.0388 | -34.0388 | 34.0388 | 29.2087 | DE_N | d234g | 1984-1985 | -71.2884 | 71.2884 | -71.2884 | 71.2884 | 88.0744 | 71.2884
SE_S | d234h | 1984-1985 | -29.7376 | 29.7376 | -29.7376 | 29.7376 | 30.9798 | DE_N | d234h | 1984-1985 | -63.2027 | 63.2027 | -63.2027 | 63.2027 | 86.013 | 63.2027
SE_S | d235a | 1984-1985 | -27.0407 | 27.0407 | -27.0407 | 27.0407 | 29.967 | DE_N | d235a | 1984-1985 | -54.2879 | 54.2879 | -54.2879 | 54.2879 | 79.4686 | 54.2879
SE_S | d235b | 1984-1985 | -26.7103 | 26.7103 | -26.7103 | 26.7103 | 30.0783 | DE_N | d235b | 1984-1985 | -55.1017 | 55.1017 | -55.1017 | 55.1017 | 79.7839 | 55.1017
SE_S | d235c | 1984-1985 | -30.6359 | 30.6359 | -30.6359 | 30.6359 | 31.4282 | DE_N | d235c | 1984-1985 | -66.0227 | 66.0227 | -66.0227 | 66.0227 | 86.3479 | 66.0227
SE_S | d235d | 1984-1985 | -32.4261 | 32.4261 | -32.4261 | 32.4261 | 46.9887 | DE_N | d235d | 1984-1985 | -78.0458 | 78.0458 | -69.5614 | 69.5614 | 152.548 | 100.356
SE_S | d235e | 1984-1985 | -33.1439 | 33.1439 | -33.1439 | 33.1439 | 59.0866 | DE_N | d235e | 1984-1985 | -152.993 | 152.993 | -72.793 | 72.793 | 168.962 | 108.762
SE_S | d235f | 1984-1985 | -33.5466 | 33.5466 | -33.5466 | 33.5466 | 38.4704 | DE_N | d235f | 1984-1985 | -88.3976 | 88.3976 | -72.949 | 72.949 | 162.583 | 106.083
SE_S | d235g | 1984-1985 | -33.8346 | 33.8346 | -33.8346 | 33.8346 | 23.4181 | DE_N | d235g | 1984-1985 | -70.4457 | 70.4457 | -70.4457 | 70.4457 | 121.977 | 86.0312
SE_S | d235h | 1984-1985 | -29.4784 | 29.4784 | -29.4784 | 29.4784 | 18.3787 | DE_N | d235h | 1984-1985 | -62.2399 | 62.2399 | -61.4468 | 61.4468 | 131.057 | 84.165
SE_S | d236a | 1984-1985 | -26.9197 | 26.9197 | -26.9197 | 26.9197 | 15.3172 | DE_N | d236a | 1984-1985 | -54.6038 | 54.6038 | -53.7363 | 53.7363 | 131.859 | 76.598
SE_S | d236b | 1984-1985 | -26.6935 | 26.6935 | -26.6935 | 26.6935 | 15.7467 | DE_N | d236b | 1984-1985 | -54.7248 | 54.7248 | -53.8263 | 53.8263 | 135.193 | 76.7521
SE_S | d236c | 1984-1985 | -30.5835 | 30.5835 | -30.5835 | 30.5835 | 19.651 | DE_N | d236c | 1984-1985 | -65.1872 | 65.1872 | -64.2639 | 64.2639 | 143.528 | 87.2432
SE_S | d236d | 1984-1985 | -32.3736 | 32.3736 | -32.3736 | 32.3736 | 25.7838 | DE_N | d236d | 1984-1985 | -78.5665 | 78.5665 | -69.4647 | 69.4647 | 162.478 | 103.922
SE_S | d236e | 1984-1985 | -32.7305 | 32.7305 | -32.7305 | 32.7305 | 29.5709 | DE_N | d236e | 1984-1985 | -90.5898 | 90.5898 | -71.4559 | 71.4559 | 175.274 | 116.637
SE_S | d236f | 1984-1985 | -33.671 | 33.671 | -33.671 | 33.671 | 26.0702 | DE_N | d236f | 1984-1985 | -75.0015 | 75.0015 | -73.4558 | 73.4558 | 149.414 | 98.1401
SE_S | d236g | 1984-1985 | -33.6313 | 33.6313 | -33.6313 | 33.6313 | 20.7646 | DE_N | d236g | 1984-1985 | -71.0188 | 71.0188 | -71.0188 | 71.0188 | 129.909 | 87.3685
SE_S | d236h | 1984-1985 | -29.1927 | 29.1927 | -29.1927 | 29.1927 | 17.3106 | DE_N | d236h | 1984-1985 | -62.1449 | 62.1449 | -62.1449 | 62.1449 | 116.124 | 73.5405
SE_S | d237a | 1984-1985 | -25.9352 | 25.9352 | -25.9352 | 25.9352 | 15.2969 | DE_N | d237a | 1984-1985 | -52.7032 | 52.7032 | -52.7032 | 52.7032 | 99.941 | 60.5615
SE_S | d237b | 1984-1985 | -25.9174 | 25.9174 | -25.9174 | 25.9174 | 16.0993 | DE_N | d237b | 1984-1985 | -53.7239 | 53.7239 | -53.7239 | 53.7239 | 96.764 | 61.3463
SE_S | d237c | 1984-1985 | -30.66 | 30.66 | -30.66 | 30.66 | 21.2402 | DE_N | d237c | 1984-1985 | -66.946 | 66.946 | -66.946 | 66.946 | 106.274 | 80.0184
SE_S | d237d | 1984-1985 | -32.2986 | 32.2986 | -32.2986 | 32.2986 | 30.2583 | DE_N | d237d | 1984-1985 | -69.5978 | 69.5978 | -69.5978 | 69.5978 | 114.688 | 85.474
SE_S | d237e | 1984-1985 | -32.3618 | 32.3618 | -32.3618 | 32.3618 | 38.3609 | DE_N | d237e | 1984-1985 | -70.9453 | 70.9453 | -70.9453 | 70.9453 | 117.282 | 88.1169
SE_S | d237f | 1984-1985 | -33.6021 | 33.6021 | -33.6021 | 33.6021 | 29.6465 | DE_N | d237f | 1984-1985 | -73.3241 | 73.3241 | -73.3241 | 73.3241 | 99.4556 | 78.3234
SE_S | d237g | 1984-1985 | -33.829 | 33.829 | -33.829 | 33.829 | 22.0893 | DE_N | d237g | 1984-1985 | -71.141 | 71.141 | -71.141 | 71.141 | 67.0054 | 71.141
SE_S | d237h | 1984-1985 | -29.1427 | 29.1427 | -29.1427 | 29.1427 | 18.0452 | DE_N | d237h | 1984-1985 | -60.967 | 60.967 | -60.967 | 60.967 | 53.9792 | 60.967
SE_S | d238a | 1984-1985 | -26.2367 | 26.2367 | -26.2367 | 26.2367 | 16.2488 | DE_N | d238a | 1984-1985 | -52.5177 | 52.5177 | -52.5177 | 52.5177 | 44.227 | 52.5177
SE_S | d238b | 1984-1985 | -26.2684 | 26.2684 | -26.2684 | 26.2684 | 15.9203 | DE_N | d238b | 1984-1985 | -53.0634 | 53.0634 | -53.0634 | 53.0634 | 42.1521 | 53.0634
SE_S | d238c | 1984-1985 | -30.1332 | 30.1332 | -30.1332 | 30.1332 | 15.9064 | DE_N | d238c | 1984-1985 | -63.3972 | 63.3972 | -63.3972 | 63.3972 | 46.1853 | 63.3972
SE_S | d238d | 1984-1985 | -31.2627 | 31.2627 | -31.2627 | 31.2627 | 25.182 | DE_N | d238d | 1984-1985 | -67.2963 | 67.2963 | -67.2963 | 67.2963 | 65.175 | 67.2963
SE_S | d238e | 1984-1985 | -31.1941 | 31.1941 | -31.1941 | 31.1941 | 31.2512 | DE_N | d238e | 1984-1985 | -67.2846 | 67.2846 | -67.2846 | 67.2846 | 88.2714 | 67.2846
SE_S | d238f | 1984-1985 | -31.9704 | 31.9704 | -31.9704 | 31.9704 | 18.553 | DE_N | d238f | 1984-1985 | -68.8249 | 68.8249 | -68.8249 | 68.8249 | 82.6409 | 68.8249
SE_S | d238g | 1984-1985 | -32.6939 | 32.6939 | -32.6939 | 32.6939 | 16.2232 | DE_N | d238g | 1984-1985 | -68.7058 | 68.7058 | -68.7058 | 68.7058 | 74.7552 | 68.7058
SE_S | d238h | 1984-1985 | -28.7279 | 28.7279 | -28.7279 | 28.7279 | 13.1738 | DE_N | d238h | 1984-1985 | -59.8885 | 59.8885 | -59.8885 | 59.8885 | 94.1891 | 59.8885
SE_S | d239a | 1984-1985 | -26.2043 | 26.2043 | -26.2043 | 26.2043 | 16.6955 | DE_N | d239a | 1984-1985 | -51.7988 | 51.7988 | -51.7988 | 51.7988 | 117.089 | 59.5245
SE_S | d239b | 1984-1985 | -26.0532 | 26.0532 | -26.0532 | 26.0532 | 19.385 | DE_N | d239b | 1984-1985 | -51.5615 | 51.5615 | -51.5615 | 51.5615 | 131.703 | 72.4743
SE_S | d239c | 1984-1985 | -27.9297 | 27.9297 | -27.9297 | 27.9297 | 23.0334 | DE_N | d239c | 1984-1985 | -57.3149 | 57.3149 | -57.0292 | 57.0292 | 141.252 | 78.8048
SE_S | d239d | 1984-1985 | -29.5142 | 29.5142 | -29.5142 | 29.5142 | 26.7294 | DE_N | d239d | 1984-1985 | -63.3126 | 63.3126 | -62.5295 | 62.5295 | 164.041 | 87.1548
SE_S | d239e | 1984-1985 | -30.4241 | 30.4241 | -30.4241 | 30.4241 | 30.9962 | DE_N | d239e | 1984-1985 | -66.541 | 66.541 | -65.4907 | 65.4907 | 186.301 | 104.19
SE_S | d239f | 1984-1985 | -32.1488 | 32.1488 | -32.1488 | 32.1488 | 30.2515 | DE_N | d239f | 1984-1985 | -70.3669 | 70.3669 | -69.6208 | 69.6208 | 167.822 | 102.735
SE_S | d239g | 1984-1985 | -32.7001 | 32.7001 | -32.7001 | 32.7001 | 30.2945 | DE_N | d239g | 1984-1985 | -69.3878 | 69.3878 | -68.6658 | 68.6658 | 155.266 | 99.2783
SE_S | d239h | 1984-1985 | -28.3924 | 28.3924 | -28.3924 | 28.3924 | 28.9644 | DE_N | d239h | 1984-1985 | -60.0493 | 60.0493 | -59.3172 | 59.3172 | 151.556 | 90.9758
SE_S | d240a | 1984-1985 | -25.9223 | 25.9223 | -25.9223 | 25.9223 | 27.8078 | DE_N | d240a | 1984-1985 | -52.1589 | 52.1589 | -51.423 | 51.423 | 145.673 | 83.6092
SE_S | d240b | 1984-1985 | -25.6214 | 25.6214 | -25.6214 | 25.6214 | 28.8793 | DE_N | d240b | 1984-1985 | -52.5742 | 52.5742 | -51.8368 | 51.8368 | 146.446 | 84.3436
SE_S | d240c | 1984-1985 | -28.7955 | 28.7955 | -28.7955 | 28.7955 | 31.3652 | DE_N | d240c | 1984-1985 | -60.7831 | 60.7831 | -60.0503 | 60.0503 | 151.009 | 92.2251
SE_S | d240d | 1984-1985 | -30.671 | 30.671 | -30.671 | 30.671 | 36.6292 | DE_N | d240d | 1984-1985 | -65.9853 | 65.9853 | -65.2034 | 65.2034 | 180.425 | 106.686
SE_S | d240e | 1984-1985 | -31.3578 | 31.3578 | -31.3578 | 31.3578 | 43.814 | DE_N | d240e | 1984-1985 | -68.7455 | 68.7455 | -67.8545 | 67.8545 | 215.515 | 135.466
SE_S | d240f | 1984-1985 | -31.9051 | 31.9051 | -31.9051 | 31.9051 | 39.8084 | DE_N | d240f | 1984-1985 | -69.9205 | 69.9205 | -69.1788 | 69.1788 | 179.388 | 108.365
SE_S | d240g | 1984-1985 | -31.8273 | 31.8273 | -31.8273 | 31.8273 | 32.3485 | DE_N | d240g | 1984-1985 | -68.562 | 68.562 | -68.562 | 68.562 | 120.221 | 79.268
SE_S | d240h | 1984-1985 | -28.0347 | 28.0347 | -28.0347 | 28.0347 | 27.7299 | DE_N | d240h | 1984-1985 | -59.1704 | 59.1704 | -59.1704 | 59.1704 | 101.988 | 64.253
SE_S | d241a | 1984-1985 | -25.3782 | 25.3782 | -25.3782 | 25.3782 | 22.0635 | DE_N | d241a | 1984-1985 | -52.8344 | 52.8344 | -52.8344 | 52.8344 | 74.0578 | 55.795
SE_S | d241b | 1984-1985 | -25.3938 | 25.3938 | -25.3938 | 25.3938 | 18.0747 | DE_N | d241b | 1984-1985 | -54.4126 | 54.4126 | -54.4126 | 54.4126 | 57.5951 | 55.6678
SE_S | d241c | 1984-1985 | -29.8787 | 29.8787 | -29.8787 | 29.8787 | 16.0655 | DE_N | d241c | 1984-1985 | -66.5752 | 66.5752 | -66.5752 | 66.5752 | 54.8289 | 66.5752
SE_S | d241d | 1984-1985 | -32.0446 | 32.0446 | -32.0446 | 32.0446 | 25.164 | DE_N | d241d | 1984-1985 | -71.1279 | 71.1279 | -71.1279 | 71.1279 | 64.8219 | 81.7336
SE_S | d241e | 1984-1985 | -32.2219 | 32.2219 | -32.2219 | 32.2219 | 32.1005 | DE_N | d241e | 1984-1985 | -71.6941 | 71.6941 | -71.6941 | 71.6941 | 86.7128 | 88.9635
SE_S | d241f | 1984-1985 | -33.218 | 33.218 | -33.218 | 33.218 | 24.015 | DE_N | d241f | 1984-1985 | -74.195 | 74.195 | -74.195 | 74.195 | 101.2 | 92.7337
SE_S | d241g | 1984-1985 | -32.4011 | 32.4011 | -32.4011 | 32.4011 | 19.6125 | DE_N | d241g | 1984-1985 | -68.8175 | 68.8175 | -68.8175 | 68.8175 | 102.256 | 83.6219
SE_S | d241h | 1984-1985 | -28.752 | 28.752 | -28.752 | 28.752 | 19.7195 | DE_N | d241h | 1984-1985 | -61.1609 | 61.1609 | -61.1609 | 61.1609 | 106.299 | 71.9919
SE_S | d242a | 1984-1985 | -25.6329 | 25.6329 | -25.6329 | 25.6329 | 21.7126 | DE_N | d242a | 1984-1985 | -52.7079 | 52.7079 | -52.7079 | 52.7079 | 102.163 | 60.7061
SE_S | d242b | 1984-1985 | -25.3606 | 25.3606 | -25.3606 | 25.3606 | 22.7319 | DE_N | d242b | 1984-1985 | -53.6747 | 53.6747 | -53.6747 | 53.6747 | 108.097 | 61.0836
SE_S | d242c | 1984-1985 | -29.1853 | 29.1853 | -29.1853 | 29.1853 | 24.1271 | DE_N | d242c | 1984-1985 | -63.726 | 63.726 | -63.726 | 63.726 | 117.354 | 74.5519
SE_S | d242d | 1984-1985 | -31.9009 | 31.9009 | -31.9009 | 31.9009 | 28.8411 | DE_N | d242d | 1984-1985 | -70.2135 | 70.2135 | -70.2135 | 70.2135 | 131.208 | 86.4001
SE_S | d242e | 1984-1985 | -32.5132 | 32.5132 | -32.5132 | 32.5132 | 31.8733 | DE_N | d242e | 1984-1985 | -72.6321 | 72.6321 | -72.6321 | 72.6321 | 155.219 | 108.423
SE_S | d242f | 1984-1985 | -33.3853 | 33.3853 | -33.3853 | 33.3853 | 29.0344 | DE_N | d242f | 1984-1985 | -74.2447 | 74.2447 | -74.2447 | 74.2447 | 133.18 | 92.9253
SE_S | d242g | 1984-1985 | -32.2469 | 32.2469 | -32.2469 | 32.2469 | 27.4197 | DE_N | d242g | 1984-1985 | -68.2314 | 68.2314 | -68.2314 | 68.2314 | 100.163 | 68.2314
SE_S | d242h | 1984-1985 | -28.4076 | 28.4076 | -28.4076 | 28.4076 | 25.1646 | DE_N | d242h | 1984-1985 | -59.9883 | 59.9883 | -59.9883 | 59.9883 | 83.0942 | 59.9883
SE_S | d243a | 1984-1985 | -25.307 | 25.307 | -25.307 | 25.307 | 22.5228 | DE_N | d243a | 1984-1985 | -53.5735 | 53.5735 | -53.5735 | 53.5735 | 70.0506 | 53.5736
SE_S | d243b | 1984-1985 | -25.2359 | 25.2359 | -25.2359 | 25.2359 | 22.524 | DE_N | d243b | 1984-1985 | -54.1609 | 54.1609 | -54.1609 | 54.1609 | 68.0179 | 54.161
SE_S | d243c | 1984-1985 | -29.3012 | 29.3012 | -29.3012 | 29.3012 | 24.8745 | DE_N | d243c | 1984-1985 | -64.073 | 64.073 | -64.073 | 64.073 | 69.7009 | 64.073
SE_S | d243d | 1984-1985 | -31.9948 | 31.9948 | -31.9948 | 31.9948 | 28.7069 | DE_N | d243d | 1984-1985 | -70.9479 | 70.9479 | -70.9479 | 70.9479 | 84.884 | 70.9479
SE_S | d243e | 1984-1985 | -32.2238 | 32.2238 | -32.2238 | 32.2238 | 29.4332 | DE_N | d243e | 1984-1985 | -72.7372 | 72.7372 | -72.7372 | 72.7372 | 81.9774 | 72.7372
SE_S | d243f | 1984-1985 | -33.2398 | 33.2398 | -33.2398 | 33.2398 | 23.889 | DE_N | d243f | 1984-1985 | -74.8353 | 74.8353 | -74.8353 | 74.8353 | 71.2996 | 74.8353
SE_S | d243g | 1984-1985 | -32.7671 | 32.7671 | -32.7671 | 32.7671 | 22.5393 | DE_N | d243g | 1984-1985 | -70.2829 | 70.2829 | -70.2829 | 70.2829 | 75.1907 | 70.2829
SE_S | d243h | 1984-1985 | -28.6889 | 28.6889 | -28.6889 | 28.6889 | 20.275 | DE_N | d243h | 1984-1985 | -61.1058 | 61.1058 | -61.1058 | 61.1058 | 67.3857 | 61.1058
SE_S | d244a | 1984-1985 | -25.4057 | 25.4057 | -25.4057 | 25.4057 | 17.8517 | DE_N | d244a | 1984-1985 | -52.938 | 52.938 | -52.938 | 52.938 | 59.7373 | 52.938
SE_S | d244b | 1984-1985 | -25.1061 | 25.1061 | -25.1061 | 25.1061 | 17.0465 | DE_N | d244b | 1984-1985 | -53.2902 | 53.2902 | -53.2902 | 53.2902 | 60.1165 | 53.2902
SE_S | d244c | 1984-1985 | -29.8506 | 29.8506 | -29.8506 | 29.8506 | 17.7097 | DE_N | d244c | 1984-1985 | -66.0921 | 66.0921 | -66.0921 | 66.0921 | 70.5956 | 66.0921
SE_S | d244d | 1984-1985 | -31.9303 | 31.9303 | -31.9303 | 31.9303 | 21.3874 | DE_N | d244d | 1984-1985 | -70.6844 | 70.6844 | -70.6844 | 70.6844 | 80.6837 | 70.6844
SE_S | d244e | 1984-1985 | -32.1796 | 32.1796 | -32.1796 | 32.1796 | 23.4403 | DE_N | d244e | 1984-1985 | -72.1449 | 72.1449 | -72.1449 | 72.1449 | 80.9759 | 72.1449
SE_S | d244f | 1984-1985 | -32.9723 | 32.9723 | -32.9723 | 32.9723 | 21.6903 | DE_N | d244f | 1984-1985 | -73.4572 | 73.4572 | -73.4572 | 73.4572 | 80.4749 | 73.4572
SE_S | d244g | 1984-1985 | -33.1735 | 33.1735 | -33.1735 | 33.1735 | 18.5287 | DE_N | d244g | 1984-1985 | -71.7149 | 71.7149 | -71.7149 | 71.7149 | 71.1842 | 71.7149
SE_S | d244h | 1984-1985 | -28.526 | 28.526 | -28.526 | 28.526 | 16.7661 | DE_N | d244h | 1984-1985 | -60.9501 | 60.9501 | -60.9501 | 60.9501 | 66.4593 | 60.9501
SE_S | d245a | 1984-1985 | -24.5234 | 24.5234 | -24.5234 | 24.5234 | 16.2438 | DE_N | d245a | 1984-1985 | -51.6171 | 51.6171 | -51.6171 | 51.6171 | 60.3363 | 51.6171
SE_S | d245b | 1984-1985 | -24.4738 | 24.4738 | -24.4738 | 24.4738 | 17.4433 | DE_N | d245b | 1984-1985 | -52.2949 | 52.2949 | -52.2949 | 52.2949 | 62.1057 | 52.2949
SE_S | d245c | 1984-1985 | -28.1654 | 28.1654 | -28.1654 | 28.1654 | 19.7897 | DE_N | d245c | 1984-1985 | -63.887 | 63.887 | -63.887 | 63.887 | 71.9598 | 63.887
SE_S | d245d | 1984-1985 | -29.3297 | 29.3297 | -29.3297 | 29.3297 | 20.7245 | DE_N | d245d | 1984-1985 | -65.1726 | 65.1726 | -65.1726 | 65.1726 | 78.0277 | 77.4534
SE_S | d245e | 1984-1985 | -29.3375 | 29.3375 | -29.3375 | 29.3375 | 23.5086 | DE_N | d245e | 1984-1985 | -65.923 | 65.923 | -65.923 | 65.923 | 111.926 | 86.8358
SE_S | d245f | 1984-1985 | -29.9457 | 29.9457 | -29.9457 | 29.9457 | 20.1129 | DE_N | d245f | 1984-1985 | -67.7145 | 67.7145 | -67.7145 | 67.7145 | 117.127 | 84.4031
SE_S | d245g | 1984-1985 | -29.7748 | 29.7748 | -29.7748 | 29.7748 | 18.3503 | DE_N | d245g | 1984-1985 | -65.6201 | 65.6201 | -65.6201 | 65.6201 | 106.57 | 81.2052
SE_S | d245h | 1984-1985 | -26.9378 | 26.9378 | -26.9378 | 26.9378 | 17.3452 | DE_N | d245h | 1984-1985 | -56.0215 | 56.0215 | -56.0215 | 56.0215 | 114.316 | 71.3462
SE_S | d246a | 1984-1985 | -24.9283 | 24.9283 | -24.9283 | 24.9283 | 16.7218 | DE_N | d246a | 1984-1985 | -50.4659 | 50.4659 | -50.4659 | 50.4659 | 120.589 | 68.4593
SE_S | d246b | 1984-1985 | -24.8403 | 24.8403 | -24.8403 | 24.8403 | 18.3879 | DE_N | d246b | 1984-1985 | -50.6053 | 50.6053 | -50.6053 | 50.6053 | 132.95 | 71.5181
SE_S | d246c | 1984-1985 | -26.6701 | 26.6701 | -26.6701 | 26.6701 | 21.7887 | DE_N | d246c | 1984-1985 | -55.7965 | 55.7965 | -55.7965 | 55.7965 | 138.176 | 76.7093
SE_S | d246d | 1984-1985 | -27.8602 | 27.8602 | -27.8602 | 27.8602 | 26.1469 | DE_N | d246d | 1984-1985 | -61.4046 | 61.4046 | -61.4046 | 61.4046 | 151.787 | 82.3174
SE_S | d246e | 1984-1985 | -28.8752 | 28.8752 | -28.8752 | 28.8752 | 28.9364 | DE_N | d246e | 1984-1985 | -63.9077 | 63.9077 | -63.9077 | 63.9077 | 164.049 | 84.8205
SE_S | d246f | 1984-1985 | -30.4217 | 30.4217 | -30.4217 | 30.4217 | 28.9973 | DE_N | d246f | 1984-1985 | -68.7757 | 68.7757 | -68.7757 | 68.7757 | 151.491 | 89.6885
SE_S | d246g | 1984-1985 | -30.6185 | 30.6185 | -30.6185 | 30.6185 | 28.5901 | DE_N | d246g | 1984-1985 | -67.9928 | 67.9928 | -67.9928 | 67.9928 | 137.081 | 88.9056
SE_S | d246h | 1984-1985 | -26.9858 | 26.9858 | -26.9858 | 26.9858 | 25.8892 | DE_N | d246h | 1984-1985 | -56.0804 | 56.0804 | -56.0804 | 56.0804 | 127.903 | 76.9932
SE_S | d247a | 1984-1985 | -24.9858 | 24.9858 | -24.9858 | 24.9858 | 23.301 | DE_N | d247a | 1984-1985 | -50.3547 | 50.3547 | -50.3547 | 50.3547 | 121.182 | 71.2675
SE_S | d247b | 1984-1985 | -24.6643 | 24.6643 | -24.6643 | 24.6643 | 22.3831 | DE_N | d247b | 1984-1985 | -49.4534 | 49.4534 | -49.4534 | 49.4534 | 121.155 | 70.3662
SE_S | d247c | 1984-1985 | -27.5188 | 27.5188 | -27.5188 | 27.5188 | 22.5808 | DE_N | d247c | 1984-1985 | -57.1014 | 57.1014 | -57.1014 | 57.1014 | 127.39 | 78.0142
SE_S | d247d | 1984-1985 | -29.6763 | 29.6763 | -29.6763 | 29.6763 | 24.7112 | DE_N | d247d | 1984-1985 | -65.9835 | 65.9835 | -65.297 | 65.297 | 174.322 | 102.537
SE_S | d247e | 1984-1985 | -30.0835 | 30.0835 | -30.0835 | 30.0835 | 27.6461 | DE_N | d247e | 1984-1985 | -67.4046 | 67.4046 | -66.6159 | 66.6159 | 210.847 | 131.233
SE_S | d247f | 1984-1985 | -30.9917 | 30.9917 | -30.9917 | 30.9917 | 25.463 | DE_N | d247f | 1984-1985 | -70.2185 | 70.2185 | -69.5195 | 69.5195 | 170.276 | 101.926
SE_S | d247g | 1984-1985 | -30.2695 | 30.2695 | -30.2695 | 30.2695 | 23.6194 | DE_N | d247g | 1984-1985 | -66.6889 | 66.6889 | -66.0189 | 66.0189 | 150.981 | 95.7134
SE_S | d247h | 1984-1985 | -27.2232 | 27.2232 | -27.2232 | 27.2232 | 22.9152 | DE_N | d247h | 1984-1985 | -57.4668 | 57.4668 | -56.7821 | 56.7821 | 149.282 | 87.5183
SE_S | d248a | 1984-1985 | -24.8166 | 24.8166 | -24.8166 | 24.8166 | 21.6313 | DE_N | d248a | 1984-1985 | -52.0366 | 52.0366 | -51.3437 | 51.3437 | 147.742 | 82.7484
SE_S | d248b | 1984-1985 | -24.7089 | 24.7089 | -24.7089 | 24.7089 | 23.4067 | DE_N | d248b | 1984-1985 | -53.4275 | 53.4275 | -52.7336 | 52.7336 | 149.173 | 84.2841
SE_S | d248c | 1984-1985 | -28.5968 | 28.5968 | -28.5968 | 28.5968 | 26.9699 | DE_N | d248c | 1984-1985 | -65.0698 | 65.0698 | -64.3834 | 64.3834 | 156.025 | 95.3956
SE_S | d248d | 1984-1985 | -31.1048 | 31.1048 | -31.1048 | 31.1048 | 33.0784 | DE_N | d248d | 1984-1985 | -70.0672 | 70.0672 | -69.3339 | 69.3339 | 182.988 | 107.693
SE_S | d248e | 1984-1985 | -32.168 | 32.168 | -32.168 | 32.168 | 38.234 | DE_N | d248e | 1984-1985 | -74.7099 | 74.7099 | -73.9369 | 73.9369 | 210.762 | 131.992
SE_S | d248f | 1984-1985 | -32.5026 | 32.5026 | -32.5026 | 32.5026 | 33.1177 | DE_N | d248f | 1984-1985 | -75.9005 | 75.9005 | -75.2628 | 75.2628 | 174.824 | 109.556
SE_S | d248g | 1984-1985 | -31.0478 | 31.0478 | -31.0478 | 31.0478 | 31.9145 | DE_N | d248g | 1984-1985 | -69.2551 | 69.2551 | -69.2551 | 69.2551 | 140.511 | 90.5633
SE_S | d248h | 1984-1985 | -27.5193 | 27.5193 | -27.5193 | 27.5193 | 30.8374 | DE_N | d248h | 1984-1985 | -57.5696 | 57.5696 | -57.5696 | 57.5696 | 133.622 | 78.9022
SE_S | d249a | 1984-1985 | -24.8679 | 24.8679 | -24.8679 | 24.8679 | 30.6415 | DE_N | d249a | 1984-1985 | -52.9081 | 52.9081 | -52.9081 | 52.9081 | 122.972 | 73.9581
SE_S | d249b | 1984-1985 | -24.6627 | 24.6627 | -24.6627 | 24.6627 | 30.8526 | DE_N | d249b | 1984-1985 | -54.7333 | 54.7333 | -54.7333 | 54.7333 | 118.702 | 75.646
SE_S | d249c | 1984-1985 | -28.2523 | 28.2523 | -28.2523 | 28.2523 | 33.2419 | DE_N | d249c | 1984-1985 | -65.1134 | 65.1134 | -65.1134 | 65.1134 | 119.29 | 86.0262
SE_S | d249d | 1984-1985 | -30.4976 | 30.4976 | -30.4976 | 30.4976 | 35.0229 | DE_N | d249d | 1984-1985 | -69.8335 | 69.8335 | -69.8335 | 69.8335 | 143.255 | 90.7462
SE_S | d249e | 1984-1985 | -31.8025 | 31.8025 | -31.8025 | 31.8025 | 32.5481 | DE_N | d249e | 1984-1985 | -76.0762 | 76.0762 | -76.0765 | 76.0765 | 161.442 | 96.9893
SE_S | d249f | 1984-1985 | -31.6939 | 31.6939 | -31.6939 | 31.6939 | 29.5029 | DE_N | d249f | 1984-1985 | -76.0236 | 76.0236 | -76.0236 | 76.0236 | 121.083 | 91.6048
SE_S | d249g | 1984-1985 | -30.6203 | 30.6203 | -30.6203 | 30.6203 | 25.7597 | DE_N | d249g | 1984-1985 | -70.0102 | 70.0102 | -70.0102 | 70.0102 | 93.5076 | 70.0102
SE_S | d249h | 1984-1985 | -27.4185 | 27.4185 | -27.4185 | 27.4185 | 22.1232 | DE_N | d249h | 1984-1985 | -58.6311 | 58.6311 | -58.6311 | 58.6311 | 75.2824 | 58.6311
SE_S | d250a | 1984-1985 | -24.5653 | 24.5653 | -24.5653 | 24.5653 | 15.89 | DE_N | d250a | 1984-1985 | -54.5908 | 54.5908 | -54.5908 | 54.5908 | 66.3986 | 54.5908
SE_S | d250b | 1984-1985 | -24.4654 | 24.4654 | -24.4654 | 24.4654 | 13.2058 | DE_N | d250b | 1984-1985 | -56.5329 | 56.5329 | -56.5329 | 56.5329 | 66.1653 | 56.5329
SE_S | d250c | 1984-1985 | -28.5174 | 28.5174 | -28.5174 | 28.5174 | 13.5331 | DE_N | d250c | 1984-1985 | -67.7373 | 67.7373 | -67.7373 | 67.7373 | 70.826 | 67.7373
SE_S | d250d | 1984-1985 | -30.2717 | 30.2717 | -30.2717 | 30.2717 | 16.5125 | DE_N | d250d | 1984-1985 | -71.4797 | 71.4797 | -71.4797 | 71.4797 | 90.5122 | 71.4797
SE_S | d250e | 1984-1985 | -31.1123 | 31.1123 | -31.1123 | 31.1123 | 19.9771 | DE_N | d250e | 1984-1985 | -75.663 | 75.663 | -75.663 | 75.663 | 104.511 | 75.663
SE_S | d250f | 1984-1985 | -31.4763 | 31.4763 | -31.4763 | 31.4763 | 17.0178 | DE_N | d250f | 1984-1985 | -76.8895 | 76.8895 | -76.8895 | 76.8895 | 88.818 | 76.8895
SE_S | d250g | 1984-1985 | -30.9898 | 30.9898 | -30.9898 | 30.9898 | 14.6641 | DE_N | d250g | 1984-1985 | -72.4674 | 72.4674 | -72.4674 | 72.4674 | 75.7185 | 72.4674
SE_S | d250h | 1984-1985 | -27.2644 | 27.2644 | -27.2644 | 27.2644 | 13.1942 | DE_N | d250h | 1984-1985 | -58.9423 | 58.9423 | -58.9423 | 58.9423 | 67.4148 | 58.9423
SE_S | d251a | 1984-1985 | -24.3372 | 24.3372 | -24.3372 | 24.3372 | 10.6051 | DE_N | d251a | 1984-1985 | -54.0078 | 54.0078 | -54.0078 | 54.0078 | 63.3796 | 54.0078
SE_S | d251b | 1984-1985 | -24.3819 | 24.3819 | -24.3819 | 24.3819 | 11.9328 | DE_N | d251b | 1984-1985 | -56.2645 | 56.2645 | -56.2645 | 56.2645 | 64.4824 | 56.2645
SE_S | d251c | 1984-1985 | -28.9465 | 28.9465 | -28.9465 | 28.9465 | 15.6659 | DE_N | d251c | 1984-1985 | -69.2858 | 69.2858 | -69.2858 | 69.2858 | 73.617 | 69.2858
SE_S | d251d | 1984-1985 | -30.3403 | 30.3403 | -30.3403 | 30.3403 | 19.9018 | DE_N | d251d | 1984-1985 | -71.433 | 71.433 | -71.433 | 71.433 | 85.0836 | 71.433
SE_S | d251e | 1984-1985 | -30.747 | 30.747 | -30.747 | 30.747 | 23.7424 | DE_N | d251e | 1984-1985 | -73.7036 | 73.7036 | -73.7036 | 73.7036 | 95.9422 | 73.7036
SE_S | d251f | 1984-1985 | -31.8316 | 31.8316 | -31.8316 | 31.8316 | 21.9122 | DE_N | d251f | 1984-1985 | -77.0506 | 77.0506 | -77.0506 | 77.0506 | 90.7112 | 77.0506
SE_S | d251g | 1984-1985 | -30.74 | 30.74 | -30.74 | 30.74 | 18.5189 | DE_N | d251g | 1984-1985 | -70.2508 | 70.2508 | -70.2508 | 70.2508 | 75.5833 | 70.2508
SE_S | d251h | 1984-1985 | -27.6003 | 27.6003 | -27.6003 | 27.6003 | 16.9888 | DE_N | d251h | 1984-1985 | -59.237 | 59.237 | -59.237 | 59.237 | 71.9805 | 59.237
SE_S | d252a | 1984-1985 | -24.5484 | 24.5484 | -24.5484 | 24.5484 | 16.9816 | DE_N | d252a | 1984-1985 | -53.7829 | 53.7829 | -53.7829 | 53.7829 | 78.6275 | 53.7829
SE_S | d252b | 1984-1985 | -24.5048 | 24.5048 | -24.5048 | 24.5048 | 19.3649 | DE_N | d252b | 1984-1985 | -55.5062 | 55.5062 | -55.5062 | 55.5062 | 81.9477 | 55.5062
SE_S | d252c | 1984-1985 | -28.0048 | 28.0048 | -28.0048 | 28.0048 | 22.6251 | DE_N | d252c | 1984-1985 | -65.7832 | 65.7832 | -65.7832 | 65.7832 | 86.4726 | 65.7832
SE_S | d252d | 1984-1985 | -29.4878 | 29.4878 | -29.4878 | 29.4878 | 29.1085 | DE_N | d252d | 1984-1985 | -68.5796 | 68.5796 | -68.5796 | 68.5796 | 90.1507 | 68.5796
SE_S | d252e | 1984-1985 | -29.419 | 29.419 | -29.419 | 29.419 | 33.0449 | DE_N | d252e | 1984-1985 | -68.4426 | 68.4426 | -68.4426 | 68.4426 | 101.076 | 68.4426
SE_S | d252f | 1984-1985 | -30.3899 | 30.3899 | -30.3899 | 30.3899 | 28.4186 | DE_N | d252f | 1984-1985 | -72.1456 | 72.1456 | -72.1456 | 72.1456 | 88.4684 | 72.1456
SE_S | d252g | 1984-1985 | -29.9967 | 29.9967 | -29.9967 | 29.9967 | 21.479 | DE_N | d252g | 1984-1985 | -68.647 | 68.647 | -68.647 | 68.647 | 67.6122 | 68.647
SE_S | d252h | 1984-1985 | -27.022 | 27.022 | -27.022 | 27.022 | 19.5402 | DE_N | d252h | 1984-1985 | -57.4292 | 57.4292 | -57.4292 | 57.4292 | 58.718 | 57.4292
SE_S | d253a | 1984-1985 | -24.8626 | 24.8626 | -24.8626 | 24.8626 | 17.6278 | DE_N | d253a | 1984-1985 | -51.6847 | 51.6847 | -51.6847 | 51.6847 | 52.3683 | 51.6847
SE_S | d253b | 1984-1985 | -24.765 | 24.765 | -24.765 | 24.765 | 17.2801 | DE_N | d253b | 1984-1985 | -52.5961 | 52.5961 | -52.5961 | 52.5961 | 51.9992 | 52.5961
SE_S | d253c | 1984-1985 | -26.3384 | 26.3384 | -26.3384 | 26.3384 | 17.8456 | DE_N | d253c | 1984-1985 | -56.5291 | 56.5291 | -56.5291 | 56.5291 | 55.2441 | 56.5291
SE_S | d253d | 1984-1985 | -27.9234 | 27.9234 | -27.9234 | 27.9234 | 25.3771 | DE_N | d253d | 1984-1985 | -64.0142 | 64.0142 | -64.0142 | 64.0142 | 84.1544 | 64.0142
SE_S | d253e | 1984-1985 | -28.5725 | 28.5725 | -28.5725 | 28.5725 | 29.4766 | DE_N | d253e | 1984-1985 | -66.2639 | 66.2639 | -66.2639 | 66.2639 | 96.4746 | 66.2639
SE_S | d253f | 1984-1985 | -30.0887 | 30.0887 | -30.0887 | 30.0887 | 20.4293 | DE_N | d253f | 1984-1985 | -70.7891 | 70.7891 | -70.7891 | 70.7891 | 80.7988 | 70.7891
SE_S | d253g | 1984-1985 | -30.497 | 30.497 | -30.497 | 30.497 | 15.4268 | DE_N | d253g | 1984-1985 | -68.8596 | 68.8596 | -68.8596 | 68.8596 | 62.6154 | 68.8596
SE_S | d253h | 1984-1985 | -27.5826 | 27.5826 | -27.5826 | 27.5826 | 16.8106 | DE_N | d253h | 1984-1985 | -59.0877 | 59.0877 | -59.0877 | 59.0877 | 66.9368 | 59.0877
SE_S | d254a | 1984-1985 | -25.2248 | 25.2248 | -25.2248 | 25.2248 | 18.6228 | DE_N | d254a | 1984-1985 | -53.0692 | 53.0692 | -53.0692 | 53.0692 | 79.4488 | 53.0692
SE_S | d254b | 1984-1985 | -24.9088 | 24.9088 | -24.9088 | 24.9088 | 20.9394 | DE_N | d254b | 1984-1985 | -54.0919 | 54.0919 | -54.0919 | 54.0919 | 89.1399 | 54.0919
SE_S | d254c | 1984-1985 | -27.6666 | 27.6666 | -27.6666 | 27.6666 | 25.4936 | DE_N | d254c | 1984-1985 | -61.2042 | 61.2042 | -61.2042 | 61.2042 | 103.684 | 61.2042
SE_S | d254d | 1984-1985 | -29.9055 | 29.9055 | -29.9055 | 29.9055 | 36.1183 | DE_N | d254d | 1984-1985 | -69.3311 | 69.3311 | -69.3311 | 69.3311 | 156.56 | 93.0533
SE_S | d254e | 1984-1985 | -30.3237 | 30.3237 | -30.3237 | 30.3237 | 42.0545 | DE_N | d254e | 1984-1985 | -70.5973 | 70.5973 | -70.5973 | 70.5973 | 183.941 | 111.26
SE_S | d254f | 1984-1985 | -31.1342 | 31.1342 | -31.1342 | 31.1342 | 37.759 | DE_N | d254f | 1984-1985 | -73.5999 | 73.5999 | -73.5999 | 73.5999 | 149.957 | 94.5055
SE_S | d254g | 1984-1985 | -30.2792 | 30.2792 | -30.2792 | 30.2792 | 34.1168 | DE_N | d254g | 1984-1985 | -68.6525 | 68.6525 | -68.6525 | 68.6525 | 129.907 | 89.0013
SE_S | d254h | 1984-1985 | -26.9161 | 26.9161 | -26.9161 | 26.9161 | 30.615 | DE_N | d254h | 1984-1985 | -56.8456 | 56.8456 | -56.8456 | 56.8456 | 129.989 | 76.884
SE_S | d255a | 1984-1985 | -24.6781 | 24.6781 | -24.6781 | 24.6781 | 27.7209 | DE_N | d255a | 1984-1985 | -53.792 | 53.792 | -53.792 | 53.792 | 126.655 | 73.6393
SE_S | d255b | 1984-1985 | -24.6488 | 24.6488 | -24.6488 | 24.6488 | 23.4629 | DE_N | d255b | 1984-1985 | -56.1058 | 56.1058 | -56.1058 | 56.1058 | 129.173 | 75.8447
SE_S | d255c | 1984-1985 | -28.5232 | 28.5232 | -28.5232 | 28.5232 | 21.8136 | DE_N | d255c | 1984-1985 | -66.2161 | 66.2161 | -66.2161 | 66.2161 | 130.794 | 85.8696
SE_S | d255d | 1984-1985 | -30.4289 | 30.4289 | -30.4289 | 30.4289 | 32.6685 | DE_N | d255d | 1984-1985 | -70.9881 | 70.9881 | -70.9881 | 70.9881 | 154.332 | 91.2186
SE_S | d255e | 1984-1985 | -31.1776 | 31.1776 | -31.1776 | 31.1776 | 40.0078 | DE_N | d255e | 1984-1985 | -75.1388 | 75.1388 | -75.1388 | 75.1388 | 170.535 | 97.9189
SE_S | d255f | 1984-1985 | -31.2937 | 31.2937 | -31.2937 | 31.2937 | 32.6945 | DE_N | d255f | 1984-1985 | -75.234 | 75.234 | -75.234 | 75.234 | 145.779 | 94.9891
SE_S | d255g | 1984-1985 | -30.8216 | 30.8216 | -30.8216 | 30.8216 | 22.0517 | DE_N | d255g | 1984-1985 | -69.6966 | 69.6966 | -69.6966 | 69.6966 | 99.5975 | 69.6966
SE_S | d255h | 1984-1985 | -27.6184 | 27.6184 | -27.6184 | 27.6184 | 26.7875 | DE_N | d255h | 1984-1985 | -58.6433 | 58.6433 | -58.6433 | 58.6433 | 89.465 | 58.6433
SE_S | d256a | 1984-1985 | -24.7558 | 24.7558 | -24.7558 | 24.7558 | 30.399 | DE_N | d256a | 1984-1985 | -54.0729 | 54.0729 | -54.0729 | 54.0729 | 82.936 | 54.0729
SE_S | d256b | 1984-1985 | -24.3881 | 24.3881 | -24.3881 | 24.3881 | 31.2212 | DE_N | d256b | 1984-1985 | -55.4746 | 55.4746 | -55.4746 | 55.4746 | 83.9975 | 55.4746
SE_S | d256c | 1984-1985 | -27.9413 | 27.9413 | -27.9413 | 27.9413 | 35.438 | DE_N | d256c | 1984-1985 | -65.0015 | 65.0015 | -65.0015 | 65.0015 | 92.4592 | 65.0015
SE_S | d256d | 1984-1985 | -29.9882 | 29.9882 | -29.9882 | 29.9882 | 48.3761 | DE_N | d256d | 1984-1985 | -68.8433 | 68.8433 | -68.8433 | 68.8433 | 128.555 | 88.6535
SE_S | d256e | 1984-1985 | -31.5551 | 31.5551 | -31.5551 | 31.5551 | 58.39 | DE_N | d256e | 1984-1985 | -76.03 | 76.03 | -76.03 | 76.03 | 170.546 | 110.852
SE_S | d256f | 1984-1985 | -31.4902 | 31.4902 | -31.4902 | 31.4902 | 46.7349 | DE_N | d256f | 1984-1985 | -75.6062 | 75.6062 | -75.6062 | 75.6062 | 140.135 | 95.6803
SE_S | d256g | 1984-1985 | -30.291 | 30.291 | -30.291 | 30.291 | 35.8671 | DE_N | d256g | 1984-1985 | -68.4876 | 68.4876 | -68.4876 | 68.4876 | 112.003 | 83.6139
SE_S | d256h | 1984-1985 | -27.5438 | 27.5438 | -27.5438 | 27.5438 | 34.7589 | DE_N | d256h | 1984-1985 | -59.376 | 59.376 | -59.376 | 59.376 | 108.654 | 73.479
SE_S | d257a | 1984-1985 | -24.6712 | 24.6712 | -24.6712 | 24.6712 | 33.3847 | DE_N | d257a | 1984-1985 | -53.5986 | 53.5986 | -53.5986 | 53.5986 | 108.777 | 66.0423
SE_S | d257b | 1984-1985 | -24.4755 | 24.4755 | -24.4755 | 24.4755 | 34.0704 | DE_N | d257b | 1984-1985 | -55.4119 | 55.4119 | -55.4119 | 55.4119 | 113.265 | 67.8123
SE_S | d257c | 1984-1985 | -28.2919 | 28.2919 | -28.2919 | 28.2919 | 37.5552 | DE_N | d257c | 1984-1985 | -66.2673 | 66.2673 | -66.2673 | 66.2673 | 128.527 | 82.2714
SE_S | d257d | 1984-1985 | -30.3303 | 30.3303 | -30.3303 | 30.3303 | 42.4258 | DE_N | d257d | 1984-1985 | -70.0264 | 70.0264 | -68.9758 | 68.9758 | 177.142 | 97.3317
SE_S | d257e | 1984-1985 | -31.1689 | 31.1689 | -31.1689 | 31.1689 | 46.9368 | DE_N | d257e | 1984-1985 | -77.6965 | 77.6965 | -71.4309 | 71.4309 | 221.249 | 141.584
SE_S | d257f | 1984-1985 | -31.3018 | 31.3018 | -31.3018 | 31.3018 | 44.2624 | DE_N | d257f | 1984-1985 | -74.2118 | 74.2118 | -72.9974 | 72.9974 | 178.723 | 99.3214
SE_S | d257g | 1984-1985 | -30.6057 | 30.6057 | -30.6057 | 30.6057 | 39.7106 | DE_N | d257g | 1984-1985 | -69.6032 | 69.6032 | -69.6032 | 69.6032 | 132.606 | 88.8904
SE_S | d257h | 1984-1985 | -27.1561 | 27.1561 | -27.1561 | 27.1561 | 38.4027 | DE_N | d257h | 1984-1985 | -57.7717 | 57.7717 | -57.7717 | 57.7717 | 118.031 | 75.6427
SE_S | d258a | 1984-1985 | -24.2805 | 24.2805 | -24.2805 | 24.2805 | 36.5355 | DE_N | d258a | 1984-1985 | -52.8731 | 52.8731 | -52.8731 | 52.8731 | 111.553 | 69.8653
SE_S | d258b | 1984-1985 | -24.1239 | 24.1239 | -24.1239 | 24.1239 | 35.4261 | DE_N | d258b | 1984-1985 | -54.0413 | 54.0413 | -54.0413 | 54.0413 | 105.82 | 69.4733
SE_S | d258c | 1984-1985 | -28.5693 | 28.5693 | -28.5693 | 28.5693 | 37.222 | DE_N | d258c | 1984-1985 | -66.8314 | 66.8314 | -66.8314 | 66.8314 | 114.442 | 82.5043
SE_S | d258d | 1984-1985 | -30.1314 | 30.1314 | -30.1314 | 30.1314 | 48.031 | DE_N | d258d | 1984-1985 | -69.1914 | 69.1914 | -69.1914 | 69.1914 | 146.55 | 88.5812
SE_S | d258e | 1984-1985 | -30.5684 | 30.5684 | -30.5684 | 30.5684 | 54.163 | DE_N | d258e | 1984-1985 | -70.7805 | 70.7805 | -70.7805 | 70.7805 | 169.061 | 91.6933
SE_S | d258f | 1984-1985 | -31.7778 | 31.7778 | -31.7778 | 31.7778 | 44.2373 | DE_N | d258f | 1984-1985 | -75.4473 | 75.4473 | -75.4473 | 75.4473 | 150.465 | 95.7704
SE_S | d258g | 1984-1985 | -30.5626 | 30.5626 | -30.5626 | 30.5626 | 34.318 | DE_N | d258g | 1984-1985 | -68.5801 | 68.5801 | -68.5801 | 68.5801 | 125.182 | 87.4528
SE_S | d258h | 1984-1985 | -27.5205 | 27.5205 | -27.5205 | 27.5205 | 32.0256 | DE_N | d258h | 1984-1985 | -57.8989 | 57.8989 | -57.8989 | 57.8989 | 122.075 | 76.2812
SE_S | d259a | 1984-1985 | -24.7017 | 24.7017 | -24.7017 | 24.7017 | 29.6118 | DE_N | d259a | 1984-1985 | -52.9516 | 52.9516 | -52.9516 | 52.9516 | 120.944 | 71.3074
SE_S | d259b | 1984-1985 | -24.42 | 24.42 | -24.42 | 24.42 | 29.4271 | DE_N | d259b | 1984-1985 | -53.1236 | 53.1236 | -53.1236 | 53.1236 | 117.494 | 71.3878
SE_S | d259c | 1984-1985 | -28.0749 | 28.0749 | -28.0749 | 28.0749 | 31.4703 | DE_N | d259c | 1984-1985 | -64.3653 | 64.3653 | -64.3653 | 64.3653 | 122.533 | 82.7452
SE_S | d259d | 1984-1985 | -28.9415 | 28.9415 | -28.9415 | 28.9415 | 42.7243 | DE_N | d259d | 1984-1985 | -67.0496 | 67.0496 | -67.0496 | 67.0496 | 162.291 | 87.9624
SE_S | d259e | 1984-1985 | -28.8514 | 28.8514 | -28.8514 | 28.8514 | 51.1378 | DE_N | d259e | 1984-1985 | -74.5635 | 74.5635 | -67.6674 | 67.6674 | 218.023 | 137.615
SE_S | d259f | 1984-1985 | -29.6577 | 29.6577 | -29.6577 | 29.6577 | 44.4134 | DE_N | d259f | 1984-1985 | -70.8104 | 70.8104 | -70.8104 | 70.8104 | 160.117 | 91.7231
SE_S | d259g | 1984-1985 | -29.9899 | 29.9899 | -29.9899 | 29.9899 | 31.2508 | DE_N | d259g | 1984-1985 | -67.4826 | 67.4826 | -67.4826 | 67.4826 | 96.2875 | 67.4826
SE_S | d259h | 1984-1985 | -26.978 | 26.978 | -26.978 | 26.978 | 28.3047 | DE_N | d259h | 1984-1985 | -56.75 | 56.75 | -56.75 | 56.75 | 89.035 | 56.75
SE_S | d260a | 1984-1985 | -24.8479 | 24.8479 | -24.8479 | 24.8479 | 24.4335 | DE_N | d260a | 1984-1985 | -51.2443 | 51.2443 | -51.2443 | 51.2443 | 88.7731 | 51.2443
SE_S | d260b | 1984-1985 | -24.8235 | 24.8235 | -24.8235 | 24.8235 | 22.5547 | DE_N | d260b | 1984-1985 | -52.081 | 52.081 | -52.081 | 52.081 | 84.0239 | 52.081
SE_S | d260c | 1984-1985 | -26.4538 | 26.4538 | -26.4538 | 26.4538 | 21.2769 | DE_N | d260c | 1984-1985 | -56.8184 | 56.8184 | -56.8184 | 56.8184 | 84.423 | 56.8184
SE_S | d260d | 1984-1985 | -27.1721 | 27.1721 | -27.1721 | 27.1721 | 28.6043 | DE_N | d260d | 1984-1985 | -61.0818 | 61.0818 | -61.0818 | 61.0818 | 120.134 | 61.0818
SE_S | d260e | 1984-1985 | -28.3484 | 28.3484 | -28.3484 | 28.3484 | 33.6871 | DE_N | d260e | 1984-1985 | -66.0058 | 66.0058 | -66.0058 | 66.0058 | 158.357 | 86.9186
SE_S | d260f | 1984-1985 | -29.7169 | 29.7169 | -29.7169 | 29.7169 | 24.2747 | DE_N | d260f | 1984-1985 | -69.8342 | 69.8342 | -69.8342 | 69.8342 | 117.171 | 69.8342
SE_S | d260g | 1984-1985 | -29.847 | 29.847 | -29.847 | 29.847 | 13.4215 | DE_N | d260g | 1984-1985 | -66.5527 | 66.5527 | -66.5527 | 66.5527 | 90.5108 | 66.5527
SE_S | d260h | 1984-1985 | -27.0631 | 27.0631 | -27.0631 | 27.0631 | 10.6487 | DE_N | d260h | 1984-1985 | -56.8089 | 56.8089 | -56.8089 | 56.8089 | 85.9094 | 56.8089
SE_S | d261a | 1984-1985 | -25.3228 | 25.3228 | -25.3228 | 25.3228 | 9.7751 | DE_N | d261a | 1984-1985 | -52.7862 | 52.7862 | -52.7862 | 52.7862 | 83.5323 | 52.7862
SE_S | d261b | 1984-1985 | -25.0666 | 25.0666 | -25.0666 | 25.0666 | 10.1959 | DE_N | d261b | 1984-1985 | -53.079 | 53.079 | -53.079 | 53.079 | 86.1984 | 53.079
SE_S | d261c | 1984-1985 | -27.6832 | 27.6832 | -27.6832 | 27.6832 | 14.0144 | DE_N | d261c | 1984-1985 | -60.1619 | 60.1619 | -60.1619 | 60.1619 | 100.177 | 60.1619
SE_S | d261d | 1984-1985 | -29.4064 | 29.4064 | -29.4064 | 29.4064 | 24.3977 | DE_N | d261d | 1984-1985 | -66.6816 | 66.6816 | -66.6816 | 66.6816 | 141.361 | 79.442
SE_S | d261e | 1984-1985 | -30.0388 | 30.0388 | -30.0388 | 30.0388 | 36.5196 | DE_N | d261e | 1984-1985 | -70.834 | 70.834 | -68.9998 | 68.9998 | 182.343 | 98.2381
SE_S | d261f | 1984-1985 | -30.965 | 30.965 | -30.965 | 30.965 | 27.2447 | DE_N | d261f | 1984-1985 | -72.5019 | 72.5019 | -72.5019 | 72.5019 | 157.375 | 87.9633
SE_S | d261g | 1984-1985 | -30.4242 | 30.4242 | -30.4242 | 30.4242 | 18.963 | DE_N | d261g | 1984-1985 | -68.9334 | 68.9334 | -68.9334 | 68.9334 | 126.746 | 79.4918
SE_S | d261h | 1984-1985 | -27.3782 | 27.3782 | -27.3782 | 27.3782 | 17.6667 | DE_N | d261h | 1984-1985 | -58.1938 | 58.1938 | -58.1938 | 58.1938 | 110.856 | 64.6254
SE_S | d262a | 1984-1985 | -25.1913 | 25.1913 | -25.1913 | 25.1913 | 18.6459 | DE_N | d262a | 1984-1985 | -53.2285 | 53.2285 | -53.2285 | 53.2285 | 104.566 | 57.7634
SE_S | d262b | 1984-1985 | -25.2168 | 25.2168 | -25.2168 | 25.2168 | 23.3218 | DE_N | d262b | 1984-1985 | -54.6934 | 54.6934 | -54.6934 | 54.6934 | 109.383 | 58.8424
SE_S | d262c | 1984-1985 | -28.9089 | 28.9089 | -28.9089 | 28.9089 | 28.8347 | DE_N | d262c | 1984-1985 | -65.1652 | 65.1652 | -65.1652 | 65.1652 | 112.817 | 69.9971
SE_S | d262d | 1984-1985 | -30.9306 | 30.9306 | -30.9306 | 30.9306 | 45.3609 | DE_N | d262d | 1984-1985 | -71.2331 | 71.2331 | -70.2489 | 70.2489 | 160.031 | 93.1749
SE_S | d262e | 1984-1985 | -31.6099 | 31.6099 | -31.6099 | 31.6099 | 57.3746 | DE_N | d262e | 1984-1985 | -76.763 | 76.763 | -72.9272 | 72.9272 | 193.922 | 116.248
SE_S | d262f | 1984-1985 | -32.5783 | 32.5783 | -32.5783 | 32.5783 | 44.4263 | DE_N | d262f | 1984-1985 | -77.623 | 77.623 | -76.4715 | 76.4715 | 174.984 | 100.072
SE_S | d262g | 1984-1985 | -30.6452 | 30.6452 | -30.6452 | 30.6452 | 33.1325 | DE_N | d262g | 1984-1985 | -69.305 | 69.305 | -68.3645 | 68.3645 | 143.584 | 90.1466
SE_S | d262h | 1984-1985 | -27.5739 | 27.5739 | -27.5739 | 27.5739 | 31.7669 | DE_N | d262h | 1984-1985 | -58.9809 | 58.9809 | -58.0252 | 58.0252 | 135.932 | 78.913
SE_S | d263a | 1984-1985 | -24.9465 | 24.9465 | -24.9465 | 24.9465 | 31.4294 | DE_N | d263a | 1984-1985 | -54.1606 | 54.1606 | -53.2032 | 53.2032 | 129.776 | 73.3862
SE_S | d263b | 1984-1985 | -24.8629 | 24.8629 | -24.8628 | 24.8628 | 33.0728 | DE_N | d263b | 1984-1985 | -55.8076 | 55.8076 | -54.8469 | 54.8469 | 130.234 | 74.6478
SE_S | d263c | 1984-1985 | -28.3141 | 28.3141 | -28.3141 | 28.3141 | 36.4305 | DE_N | d263c | 1984-1985 | -65.2555 | 65.2555 | -64.2841 | 64.2841 | 140.546 | 84.5506
SE_S | d263d | 1984-1985 | -30.6808 | 30.6808 | -30.6808 | 30.6808 | 46.4212 | DE_N | d263d | 1984-1985 | -71.0224 | 71.0224 | -69.9794 | 69.9794 | 158.136 | 91.9366
SE_S | d263e | 1984-1985 | -31.9799 | 31.9799 | -31.9799 | 31.9799 | 52.5772 | DE_N | d263e | 1984-1985 | -76.8033 | 76.8033 | -75.7354 | 75.7354 | 167.359 | 98.8567
SE_S | d263f | 1984-1985 | -31.5379 | 31.5379 | -31.5379 | 31.5379 | 44.9702 | DE_N | d263f | 1984-1985 | -75.3472 | 75.3472 | -74.3521 | 74.3521 | 156.256 | 96.6924
SE_S | d263g | 1984-1985 | -30.446 | 30.446 | -30.446 | 30.446 | 35.7604 | DE_N | d263g | 1984-1985 | -69.7169 | 69.7169 | -68.7864 | 68.7864 | 140.878 | 89.4177
SE_S | d263h | 1984-1985 | -27.7392 | 27.7392 | -27.7391 | 27.7391 | 33.9497 | DE_N | d263h | 1984-1985 | -60.202 | 60.202 | -59.2748 | 59.2748 | 128.896 | 77.7947
SE_S | d264a | 1984-1985 | -24.81 | 24.81 | -24.81 | 24.81 | 33.0269 | DE_N | d264a | 1984-1985 | -54.816 | 54.816 | -53.8758 | 53.8758 | 123.587 | 71.0278
SE_S | d264b | 1984-1985 | -24.6218 | 24.6218 | -24.6218 | 24.6218 | 32.3675 | DE_N | d264b | 1984-1985 | -56.1811 | 56.1811 | -55.2237 | 55.2237 | 126.743 | 72.2988
SE_S | d264c | 1984-1985 | -28.8145 | 28.8145 | -28.8145 | 28.8145 | 33.9223 | DE_N | d264c | 1984-1985 | -67.7708 | 67.7708 | -66.813 | 66.813 | 138.213 | 86.0267
SE_S | d264d | 1984-1985 | -30.0095 | 30.0095 | -30.0095 | 30.0095 | 40.5848 | DE_N | d264d | 1984-1985 | -69.9813 | 69.9813 | -68.9167 | 68.9167 | 154.595 | 90.3203
SE_S | d264e | 1984-1985 | -30.7779 | 30.7779 | -30.7779 | 30.7779 | 44.3579 | DE_N | d264e | 1984-1985 | -73.8027 | 73.8027 | -72.5547 | 72.5547 | 168.961 | 95.3449
SE_S | d264f | 1984-1985 | -31.7057 | 31.7057 | -31.7057 | 31.7057 | 40.8486 | DE_N | d264f | 1984-1985 | -76.8897 | 76.8897 | -75.8273 | 75.8273 | 158.271 | 98.5883
SE_S | d264g | 1984-1985 | -30.6847 | 30.6847 | -30.6846 | 30.6846 | 34.7496 | DE_N | d264g | 1984-1985 | -71.0918 | 71.0918 | -70.1109 | 70.1109 | 139.543 | 91.0199
SE_S | d264h | 1984-1985 | -27.2701 | 27.2701 | -27.2701 | 27.2701 | 33.371 | DE_N | d264h | 1984-1985 | -59.4537 | 59.4537 | -58.414 | 58.414 | 130.393 | 77.1684
SE_S | d265a | 1984-1985 | -24.2307 | 24.2307 | -24.2307 | 24.2307 | 33.5151 | DE_N | d265a | 1984-1985 | -54.1285 | 54.1285 | -53.0396 | 53.0396 | 127.313 | 71.2142
SE_S | d265b | 1984-1985 | -24.1814 | 24.1814 | -24.1813 | 24.1813 | 34.1596 | DE_N | d265b | 1984-1985 | -56.4156 | 56.4156 | -55.2941 | 55.2941 | 128.033 | 73.8103
SE_S | d265c | 1984-1985 | -28.3914 | 28.3914 | -28.3914 | 28.3914 | 36.3469 | DE_N | d265c | 1984-1985 | -68.4251 | 68.4251 | -67.2324 | 67.2324 | 140.578 | 87.834
SE_S | d265d | 1984-1985 | -30.157 | 30.157 | -30.157 | 30.157 | 40.8957 | DE_N | d265d | 1984-1985 | -76.2894 | 76.2894 | -69.6368 | 69.6368 | 172.834 | 102.263
SE_S | d265e | 1984-1985 | -30.3764 | 30.3764 | -30.3764 | 30.3764 | 44.5032 | DE_N | d265e | 1984-1985 | -113.398 | 113.398 | -70.9448 | 70.9448 | 195.534 | 120.024
SE_S | d265f | 1984-1985 | -30.9945 | 30.9945 | -30.9945 | 30.9945 | 42.6092 | DE_N | d265f | 1984-1985 | -92.3441 | 92.3441 | -74.0372 | 74.0372 | 192.899 | 118.342
SE_S | d265g | 1984-1985 | -30.3836 | 30.3836 | -30.3836 | 30.3836 | 38.5404 | DE_N | d265g | 1984-1985 | -75.3118 | 75.3118 | -69.9987 | 69.9987 | 156.406 | 99.6961
SE_S | d265h | 1984-1985 | -27.0071 | 27.0071 | -27.0071 | 27.0071 | 36.2675 | DE_N | d265h | 1984-1985 | -63.8817 | 63.8817 | -58.311 | 58.311 | 146.717 | 88.2017
SE_S | d266a | 1984-1985 | -23.9458 | 23.9458 | -23.9458 | 23.9458 | 35.3032 | DE_N | d266a | 1984-1985 | -58.8657 | 58.8657 | -52.9106 | 52.9106 | 143.491 | 83.3156
SE_S | d266b | 1984-1985 | -23.7617 | 23.7617 | -23.7617 | 23.7617 | 36.2814 | DE_N | d266b | 1984-1985 | -61.855 | 61.855 | -56.0816 | 56.0816 | 143.65 | 86.1184
SE_S | d266c | 1984-1985 | -27.2118 | 27.2118 | -27.2118 | 27.2118 | 38.9301 | DE_N | d266c | 1984-1985 | -72.6998 | 72.6998 | -66.8547 | 66.8547 | 152.914 | 96.9872
SE_S | d266d | 1984-1985 | -28.4074 | 28.4074 | -28.4073 | 28.4073 | 45.1946 | DE_N | d266d | 1984-1985 | -107.874 | 107.874 | -68.2814 | 68.2814 | 189.463 | 115.338
SE_S | d266e | 1984-1985 | -29.0471 | 29.0471 | -29.0471 | 29.0471 | 51.3787 | DE_N | d266e | 1984-1985 | -134.435 | 134.435 | -70.8576 | 70.8576 | 193.345 | 119.019
SE_S | d266f | 1984-1985 | -29.628 | 29.628 | -29.628 | 29.628 | 45.6213 | DE_N | d266f | 1984-1985 | -83.8581 | 83.8581 | -73.6299 | 73.6299 | 179.782 | 110.429
SE_S | d266g | 1984-1985 | -29.3484 | 29.3484 | -29.3484 | 29.3484 | 40.4322 | DE_N | d266g | 1984-1985 | -73.7637 | 73.7637 | -69.5475 | 69.5475 | 146.256 | 97.0189
SE_S | d266h | 1984-1985 | -26.3711 | 26.3711 | -26.3711 | 26.3711 | 38.943 | DE_N | d266h | 1984-1985 | -62.4904 | 62.4904 | -57.8661 | 57.8661 | 142.068 | 85.9402
SE_S | d267a | 1984-1985 | -24.1568 | 24.1568 | -24.1568 | 24.1568 | 37.621 | DE_N | d267a | 1984-1985 | -56.4651 | 56.4651 | -51.9747 | 51.9747 | 136.43 | 79.8011
SE_S | d267b | 1984-1985 | -23.9636 | 23.9636 | -23.9636 | 23.9636 | 37.6303 | DE_N | d267b | 1984-1985 | -56.9097 | 56.9097 | -52.8027 | 52.8027 | 132.927 | 79.9806
SE_S | d267c | 1984-1985 | -25.7448 | 25.7448 | -25.7448 | 25.7448 | 39.3123 | DE_N | d267c | 1984-1985 | -62.2517 | 62.2517 | -58.0501 | 58.0501 | 138.973 | 85.4517
SE_S | d267d | 1984-1985 | -26.7463 | 26.7463 | -26.7463 | 26.7463 | 46.1937 | DE_N | d267d | 1984-1985 | -76.9659 | 76.9659 | -63.1274 | 63.1274 | 178.503 | 103.811
SE_S | d267e | 1984-1985 | -27.7379 | 27.7379 | -27.7379 | 27.7379 | 51.3559 | DE_N | d267e | 1984-1985 | -95.99 | 95.99 | -66.5828 | 66.5828 | 188.932 | 112.807
SE_S | d267f | 1984-1985 | -29.3365 | 29.3365 | -29.3365 | 29.3365 | 44.2815 | DE_N | d267f | 1984-1985 | -76.5877 | 76.5877 | -71.7339 | 71.7339 | 166.147 | 97.645
SE_S | d267g | 1984-1985 | -29.5972 | 29.5972 | -29.5972 | 29.5972 | 38.2462 | DE_N | d267g | 1984-1985 | -70.5326 | 70.5326 | -69.2414 | 69.2414 | 132.879 | 90.6108
SE_S | d267h | 1984-1985 | -26.5162 | 26.5162 | -26.5162 | 26.5162 | 36.1497 | DE_N | d267h | 1984-1985 | -59.682 | 59.682 | -58.2542 | 58.2542 | 130.383 | 78.93
SE_S | d268a | 1984-1985 | -24.2991 | 24.2991 | -24.299 | 24.299 | 33.8383 | DE_N | d268a | 1984-1985 | -54.2371 | 54.2371 | -52.8158 | 52.8158 | 125.719 | 73.0763
SE_S | d268b | 1984-1985 | -24.0296 | 24.0296 | -24.0296 | 24.0296 | 32.6094 | DE_N | d268b | 1984-1985 | -56.3392 | 56.3392 | -54.9923 | 54.9923 | 121.807 | 74.5881
SE_S | d268c | 1984-1985 | -26.8402 | 26.8402 | -26.8402 | 26.8402 | 33.6545 | DE_N | d268c | 1984-1985 | -63.251 | 63.251 | -61.888 | 61.888 | 129.886 | 82.6567
SE_S | d268d | 1984-1985 | -28.708 | 28.708 | -28.708 | 28.708 | 37.2149 | DE_N | d268d | 1984-1985 | -77.633 | 77.633 | -68.1444 | 68.1444 | 178.795 | 97.1941
SE_S | d268e | 1984-1985 | -29.2599 | 29.2599 | -29.2599 | 29.2599 | 39.0793 | DE_N | d268e | 1984-1985 | -111.466 | 111.466 | -70.011 | 70.011 | 189.897 | 102.406
SE_S | d268f | 1984-1985 | -29.988 | 29.988 | -29.988 | 29.988 | 34.425 | DE_N | d268f | 1984-1985 | -74.312 | 74.312 | -72.4944 | 72.4944 | 170.978 | 95.7711
SE_S | d268g | 1984-1985 | -29.9425 | 29.9425 | -29.9425 | 29.9425 | 29.5256 | DE_N | d268g | 1984-1985 | -70.359 | 70.359 | -70.2541 | 70.2541 | 110.056 | 70.7734
SE_S | d268h | 1984-1985 | -26.7215 | 26.7215 | -26.7215 | 26.7215 | 24.3247 | DE_N | d268h | 1984-1985 | -59.0494 | 59.0494 | -58.9315 | 58.9315 | 109.976 | 59.5484
SE_S | d269a | 1984-1985 | -24.3664 | 24.3664 | -24.3664 | 24.3664 | 18.3127 | DE_N | d269a | 1984-1985 | -55.2519 | 55.2519 | -55.1337 | 55.1337 | 109.138 | 55.7507
SE_S | d269b | 1984-1985 | -24.0744 | 24.0744 | -24.0744 | 24.0744 | 14.2691 | DE_N | d269b | 1984-1985 | -57.0745 | 57.0745 | -56.9567 | 56.9567 | 107.549 | 57.5703
SE_S | d269c | 1984-1985 | -27.7357 | 27.7357 | -27.7357 | 27.7357 | 15.5495 | DE_N | d269c | 1984-1985 | -66.9338 | 66.9338 | -66.8149 | 66.8149 | 123.672 | 67.4406
SE_S | d269d | 1984-1985 | -29.9999 | 29.9999 | -29.9999 | 29.9999 | 23.5635 | DE_N | d269d | 1984-1985 | -74.6232 | 74.6232 | -71.8941 | 71.8941 | 180.83 | 96.5962
SE_S | d269e | 1984-1985 | -31.4523 | 31.4523 | -31.4523 | 31.4523 | 31.3747 | DE_N | d269e | 1984-1985 | -85.7821 | 85.7821 | -78.7033 | 78.7033 | 193.736 | 108.322
SE_S | d269f | 1984-1985 | -30.8651 | 30.8651 | -30.8651 | 30.8651 | 24.5669 | DE_N | d269f | 1984-1985 | -76.2372 | 76.2372 | -76.1166 | 76.1166 | 149.947 | 76.7602
SE_S | d269g | 1984-1985 | -30.2569 | 30.2569 | -30.2569 | 30.2569 | 20.0701 | DE_N | d269g | 1984-1985 | -71.0305 | 71.0305 | -71.0305 | 71.0305 | 97.5581 | 71.0305
SE_S | d269h | 1984-1985 | -27.0932 | 27.0932 | -27.0932 | 27.0932 | 18.7359 | DE_N | d269h | 1984-1985 | -58.9543 | 58.9543 | -58.9543 | 58.9543 | 93.2491 | 58.9543
SE_S | d270a | 1984-1985 | -24.2963 | 24.2963 | -24.2963 | 24.2963 | 15.1817 | DE_N | d270a | 1984-1985 | -53.5675 | 53.5675 | -53.5675 | 53.5675 | 90.1934 | 53.5675
SE_S | d270b | 1984-1985 | -24.0933 | 24.0933 | -24.0933 | 24.0933 | 13.4549 | DE_N | d270b | 1984-1985 | -55.2716 | 55.2716 | -55.2716 | 55.2716 | 87.5092 | 55.2716
SE_S | d270c | 1984-1985 | -27.6703 | 27.6703 | -27.6703 | 27.6703 | 17.3817 | DE_N | d270c | 1984-1985 | -64.9693 | 64.9693 | -64.9693 | 64.9693 | 91.8152 | 64.9693
SE_S | d270d | 1984-1985 | -29.509 | 29.509 | -29.509 | 29.509 | 24.7398 | DE_N | d270d | 1984-1985 | -69.9099 | 69.9099 | -69.9099 | 69.9099 | 106.699 | 69.9099
SE_S | d270e | 1984-1985 | -30.9195 | 30.9195 | -30.9195 | 30.9195 | 31.7242 | DE_N | d270e | 1984-1985 | -75.9664 | 75.9664 | -75.9664 | 75.9664 | 126.749 | 75.9664
SE_S | d270f | 1984-1985 | -31.0044 | 31.0044 | -31.0044 | 31.0044 | 20.1241 | DE_N | d270f | 1984-1985 | -76.0635 | 76.0635 | -76.0635 | 76.0635 | 101.967 | 76.0635
SE_S | d270g | 1984-1985 | -29.8191 | 29.8191 | -29.8191 | 29.8191 | 12.6892 | DE_N | d270g | 1984-1985 | -69.1646 | 69.1646 | -69.1646 | 69.1646 | 79.1563 | 69.1646
SE_S | d270h | 1984-1985 | -26.9531 | 26.9531 | -26.9531 | 26.9531 | 10.8049 | DE_N | d270h | 1984-1985 | -57.8956 | 57.8956 | -57.8956 | 57.8956 | 82.0008 | 57.8956
SE_S | d271a | 1984-1985 | -24.2751 | 24.2751 | -24.2751 | 24.2751 | 8.4919 | DE_N | d271a | 1984-1985 | -53.1356 | 53.1356 | -53.1356 | 53.1356 | 90.579 | 53.1356
SE_S | d271b | 1984-1985 | -24.1139 | 24.1139 | -24.1139 | 24.1139 | 9.2315 | DE_N | d271b | 1984-1985 | -55.0107 | 55.0107 | -55.0107 | 55.0107 | 104.425 | 55.0107
SE_S | d271c | 1984-1985 | -28.2504 | 28.2504 | -28.2504 | 28.2504 | 13.4717 | DE_N | d271c | 1984-1985 | -67.4228 | 67.4228 | -67.2201 | 67.2201 | 132.876 | 71.7275
SE_S | d271d | 1984-1985 | -29.94 | 29.94 | -29.94 | 29.94 | 24.731 | DE_N | d271d | 1984-1985 | -81.3611 | 81.3611 | -70.4763 | 70.4763 | 179.239 | 98.9061
SE_S | d271e | 1984-1985 | -30.8774 | 30.8774 | -30.8774 | 30.8774 | 32.8542 | DE_N | d271e | 1984-1985 | -120.478 | 120.478 | -73.2354 | 73.2354 | 191.244 | 103.777
SE_S | d271f | 1984-1985 | -31.0921 | 31.0921 | -31.0921 | 31.0921 | 33.3635 | DE_N | d271f | 1984-1985 | -95.8755 | 95.8755 | -74.0503 | 74.0503 | 187.236 | 103.61
SE_S | d271g | 1984-1985 | -30.9529 | 30.9529 | -30.9529 | 30.9529 | 31.2262 | DE_N | d271g | 1984-1985 | -76.6164 | 76.6164 | -71.7715 | 71.7715 | 153.839 | 97.2159
SE_S | d271h | 1984-1985 | -27.1913 | 27.1913 | -27.1913 | 27.1913 | 31.7434 | DE_N | d271h | 1984-1985 | -63.5968 | 63.5968 | -58.3953 | 58.3953 | 142.087 | 83.5271
SE_S | d272a | 1984-1985 | -24.5191 | 24.5191 | -24.5191 | 24.5191 | 32.1429 | DE_N | d272a | 1984-1985 | -60.1629 | 60.1629 | -54.2513 | 54.2513 | 140.389 | 79.6265
SE_S | d272b | 1984-1985 | -24.625 | 24.625 | -24.625 | 24.625 | 33.3186 | DE_N | d272b | 1984-1985 | -63.0806 | 63.0806 | -56.7992 | 56.7992 | 142.509 | 82.2713
SE_S | d272c | 1984-1985 | -28.9362 | 28.9362 | -28.9362 | 28.9362 | 37.5149 | DE_N | d272c | 1984-1985 | -75.7421 | 75.7421 | -68.7781 | 68.7781 | 154.82 | 94.6587
SE_S | d272d | 1984-1985 | -30.6048 | 30.6048 | -30.6048 | 30.6048 | 49.4452 | DE_N | d272d | 1984-1985 | -142.262 | 142.262 | -71.0656 | 71.0656 | 182.199 | 100.671
SE_S | d272e | 1984-1985 | -30.8766 | 30.8766 | -30.8766 | 30.8766 | 61.1734 | DE_N | d272e | 1984-1985 | -204.132 | 204.132 | -71.2516 | 71.2516 | 183.504 | 101.128
SE_S | d272f | 1984-1985 | -32.2329 | 32.2329 | -32.2329 | 32.2329 | 52.6105 | DE_N | d272f | 1984-1985 | -132.893 | 132.893 | -75.9265 | 75.9265 | 186.606 | 105.8
SE_S | d272g | 1984-1985 | -31.2206 | 31.2206 | -31.2206 | 31.2206 | 38.6407 | DE_N | d272g | 1984-1985 | -75.9009 | 75.9009 | -70.5283 | 70.5283 | 147.683 | 95.8231
SE_S | d272h | 1984-1985 | -27.521 | 27.521 | -27.521 | 27.521 | 38.1202 | DE_N | d272h | 1984-1985 | -63.8805 | 63.8805 | -58.173 | 58.173 | 138.641 | 83.0999
SE_S | d273a | 1984-1985 | -24.8305 | 24.8305 | -24.8305 | 24.8305 | 37.2636 | DE_N | d273a | 1984-1985 | -59.6435 | 59.6435 | -53.3158 | 53.3158 | 138.552 | 78.4245
SE_S | d273b | 1984-1985 | -24.995 | 24.995 | -24.995 | 24.995 | 35.9886 | DE_N | d273b | 1984-1985 | -61.8849 | 61.8849 | -55.6798 | 55.6798 | 139.756 | 80.6841
SE_S | d273c | 1984-1985 | -28.5436 | 28.5436 | -28.5436 | 28.5436 | 35.4438 | DE_N | d273c | 1984-1985 | -72.8493 | 72.8493 | -66.5673 | 66.5673 | 150.326 | 91.6891
SE_S | d273d | 1984-1985 | -29.6543 | 29.6543 | -29.6543 | 29.6543 | 55.7272 | DE_N | d273d | 1984-1985 | -118.072 | 118.072 | -67.8326 | 67.8326 | 178.449 | 96.698
SE_S | d273e | 1984-1985 | -34.9076 | 34.9076 | -29.4586 | 29.4586 | 66.4781 | DE_N | d273e | 1984-1985 | -142.865 | 142.865 | -66.1064 | 66.1064 | 178.221 | 95.1873
SE_S | d273f | 1984-1985 | -29.968 | 29.968 | -29.968 | 29.968 | 58.8201 | DE_N | d273f | 1984-1985 | -89.7402 | 89.7402 | -68.9871 | 68.9871 | 175.59 | 97.0493
SE_S | d273g | 1984-1985 | -29.7723 | 29.7723 | -29.7722 | 29.7722 | 40.0577 | DE_N | d273g | 1984-1985 | -69.1576 | 69.1576 | -66.1433 | 66.1433 | 146.859 | 88.8944
SE_S | d273h | 1984-1985 | -26.903 | 26.903 | -26.903 | 26.903 | 36.9246 | DE_N | d273h | 1984-1985 | -57.9387 | 57.9387 | -55.7699 | 55.7699 | 131.005 | 75.9271
SE_S | d274a | 1984-1985 | -24.8505 | 24.8505 | -24.8505 | 24.8505 | 32.5102 | DE_N | d274a | 1984-1985 | -51.0857 | 51.0857 | -49.2195 | 49.2195 | 118.998 | 67.2573
SE_S | d274b | 1984-1985 | -24.9014 | 24.9014 | -24.9014 | 24.9014 | 27.8305 | DE_N | d274b | 1984-1985 | -52.1556 | 52.1556 | -50.4488 | 50.4488 | 115.855 | 67.1606
SE_S | d274c | 1984-1985 | -26.8082 | 26.8082 | -26.8082 | 26.8082 | 29.267 | DE_N | d274c | 1984-1985 | -58.2329 | 58.2329 | -56.6444 | 56.6444 | 119.847 | 74.0933
SE_S | d274d | 1984-1985 | -27.0918 | 27.0918 | -27.0918 | 27.0918 | 47.2945 | DE_N | d274d | 1984-1985 | -62.5501 | 62.5501 | -60.6534 | 60.6534 | 138.065 | 80.1464
SE_S | d274e | 1984-1985 | -27.8485 | 27.8485 | -27.8485 | 27.8485 | 54.9503 | DE_N | d274e | 1984-1985 | -65.2967 | 65.2967 | -63.3182 | 63.3182 | 145.337 | 84.1445
SE_S | d274f | 1984-1985 | -29.0809 | 29.0809 | -29.0808 | 29.0808 | 44.5326 | DE_N | d274f | 1984-1985 | -69.1449 | 69.1449 | -67.2379 | 67.2379 | 144.48 | 88.7046
SE_S | d274g | 1984-1985 | -29.6106 | 29.6106 | -29.6106 | 29.6106 | 33.4572 | DE_N | d274g | 1984-1985 | -68.6586 | 68.6586 | -66.8491 | 66.8491 | 141.286 | 88.1241
SE_S | d274h | 1984-1985 | -26.7038 | 26.7038 | -26.7038 | 26.7038 | 29.2909 | DE_N | d274h | 1984-1985 | -57.6948 | 57.6948 | -55.7652 | 55.7652 | 132.133 | 75.1818
SE_S | d275a | 1984-1985 | -24.7531 | 24.7531 | -24.7531 | 24.7531 | 25.7016 | DE_N | d275a | 1984-1985 | -51.2879 | 51.2879 | -49.1887 | 49.1887 | 128.89 | 68.3823
SE_S | d275b | 1984-1985 | -24.6391 | 24.6391 | -24.6391 | 24.6391 | 24.2191 | DE_N | d275b | 1984-1985 | -52.415 | 52.415 | -50.1542 | 50.1542 | 130.33 | 69.9221
SE_S | d275c | 1984-1985 | -27.473 | 27.473 | -27.473 | 27.473 | 26.5245 | DE_N | d275c | 1984-1985 | -62.5046 | 62.5046 | -60.0209 | 60.0209 | 140.14 | 81.7022
SE_S | d275d | 1984-1985 | -28.7796 | 28.7796 | -28.7795 | 28.7795 | 35.451 | DE_N | d275d | 1984-1985 | -69.6137 | 69.6137 | -65.6368 | 65.6368 | 156.732 | 89.9121
SE_S | d275e | 1984-1985 | -29.1317 | 29.1317 | -29.1317 | 29.1317 | 43.5441 | DE_N | d275e | 1984-1985 | -76.5065 | 76.5065 | -67.3364 | 67.3364 | 168.799 | 94.1735
SE_S | d275f | 1984-1985 | -29.7324 | 29.7324 | -29.7324 | 29.7324 | 35.6265 | DE_N | d275f | 1984-1985 | -75.5632 | 75.5632 | -69.8341 | 69.8341 | 165.015 | 95.4077
SE_S | d275g | 1984-1985 | -29.1476 | 29.1476 | -29.1476 | 29.1476 | 28.5369 | DE_N | d275g | 1984-1985 | -71.5248 | 71.5248 | -66.6353 | 66.6353 | 152.266 | 91.2376
SE_S | d275h | 1984-1985 | -25.94 | 25.94 | -25.94 | 25.94 | 28.1825 | DE_N | d275h | 1984-1985 | -60.3962 | 60.3962 | -54.7568 | 54.7568 | 144.448 | 79.3222
SE_S | d276a | 1984-1985 | -23.6888 | 23.6888 | -23.6888 | 23.6888 | 26.6064 | DE_N | d276a | 1984-1985 | -53.4102 | 53.4102 | -46.6387 | 46.6387 | 141.1 | 71.5892
SE_S | d276b | 1984-1985 | -24.1088 | 24.1088 | -24.1088 | 24.1088 | 26.1175 | DE_N | d276b | 1984-1985 | -58.0344 | 58.0344 | -51.3021 | 51.3021 | 143.452 | 76.192
SE_S | d276c | 1984-1985 | -27.0175 | 27.0175 | -27.0175 | 27.0175 | 29.7537 | DE_N | d276c | 1984-1985 | -69.8085 | 69.8085 | -62.927 | 62.927 | 153.758 | 88.0724
SE_S | d276d | 1984-1985 | -29.1703 | 29.1703 | -29.1703 | 29.1703 | 41.4965 | DE_N | d276d | 1984-1985 | -89.7457 | 89.7457 | -69.9385 | 69.9385 | 175.135 | 97.8341
SE_S | d276e | 1984-1985 | -29.8155 | 29.8155 | -29.8155 | 29.8155 | 44.3763 | DE_N | d276e | 1984-1985 | -86.4719 | 86.4719 | -73.4234 | 73.4234 | 173.822 | 101.002
SE_S | d276f | 1984-1985 | -29.9027 | 29.9027 | -29.9027 | 29.9027 | 34.8766 | DE_N | d276f | 1984-1985 | -80.5883 | 80.5883 | -73.7112 | 73.7112 | 164.374 | 99.708
SE_S | d276g | 1984-1985 | -28.7973 | 28.7973 | -28.7973 | 28.7973 | 30.813 | DE_N | d276g | 1984-1985 | -74.296 | 74.296 | -69.0281 | 69.0281 | 150.596 | 93.7421
SE_S | d276h | 1984-1985 | -25.6385 | 25.6385 | -25.6385 | 25.6385 | 30.2485 | DE_N | d276h | 1984-1985 | -62.6635 | 62.6635 | -56.4025 | 56.4025 | 144.105 | 81.2233
SE_S | d277a | 1984-1985 | -22.8902 | 22.8902 | -22.8902 | 22.8902 | 29.5606 | DE_N | d277a | 1984-1985 | -54.267 | 54.267 | -48.1228 | 48.1228 | 133.191 | 72.6626
SE_S | d277b | 1984-1985 | -23.3695 | 23.3695 | -23.3695 | 23.3695 | 31.8125 | DE_N | d277b | 1984-1985 | -60.2079 | 60.2079 | -54.0677 | 54.0677 | 137.292 | 78.5872
SE_S | d277c | 1984-1985 | -26.5448 | 26.5448 | -26.5448 | 26.5448 | 36.1299 | DE_N | d277c | 1984-1985 | -71.4535 | 71.4535 | -64.3035 | 64.3035 | 151.217 | 89.4615
SE_S | d277d | 1984-1985 | -28.51 | 28.51 | -28.51 | 28.51 | 41.7216 | DE_N | d277d | 1984-1985 | -93.0158 | 93.0158 | -68.8568 | 68.8568 | 174.875 | 96.8384
SE_S | d277e | 1984-1985 | -29.7836 | 29.7836 | -29.7836 | 29.7836 | 43.187 | DE_N | d277e | 1984-1985 | -106.262 | 106.262 | -73.523 | 73.523 | 181.813 | 102.216
SE_S | d277f | 1984-1985 | -30.3715 | 30.3715 | -30.3715 | 30.3715 | 41.397 | DE_N | d277f | 1984-1985 | -92.0397 | 92.0397 | -75.7661 | 75.7661 | 179.625 | 103.861
SE_S | d277g | 1984-1985 | -28.5719 | 28.5719 | -28.5719 | 28.5719 | 38.3617 | DE_N | d277g | 1984-1985 | -74.8377 | 74.8377 | -69.5109 | 69.5109 | 152.74 | 94.2547
SE_S | d277h | 1984-1985 | -25.463 | 25.463 | -25.463 | 25.463 | 38.377 | DE_N | d277h | 1984-1985 | -59.8707 | 59.8707 | -55.3292 | 55.3292 | 136.17 | 79.0982
SE_S | d278a | 1984-1985 | -23.6659 | 23.6659 | -23.6659 | 23.6659 | 37.6178 | DE_N | d278a | 1984-1985 | -52.5622 | 52.5622 | -48.4571 | 48.4571 | 127.888 | 71.6561
SE_S | d278b | 1984-1985 | -24.0254 | 24.0254 | -24.0254 | 24.0254 | 37.471 | DE_N | d278b | 1984-1985 | -57.4995 | 57.4995 | -53.8364 | 53.8364 | 129.149 | 76.532
SE_S | d278c | 1984-1985 | -27.6293 | 27.6293 | -27.6293 | 27.6293 | 39.7492 | DE_N | d278c | 1984-1985 | -68.8778 | 68.8778 | -66.9035 | 66.9035 | 126.196 | 87.3824
SE_S | d278d | 1984-1985 | -29.1984 | 29.1984 | -29.1983 | 29.1983 | 52.3742 | DE_N | d278d | 1984-1985 | -74.6439 | 74.6439 | -70.3884 | 70.3884 | 151.705 | 94.8252
SE_S | d278e | 1984-1985 | -29.5594 | 29.5594 | -29.5593 | 29.5593 | 51.5074 | DE_N | d278e | 1984-1985 | -81.4547 | 81.4547 | -70.8239 | 70.8239 | 172.949 | 98.0864
SE_S | d278f | 1984-1985 | -30.2249 | 30.2249 | -30.2249 | 30.2249 | 34.0404 | DE_N | d278f | 1984-1985 | -78.8873 | 78.8873 | -72.4734 | 72.4734 | 170.657 | 98.5897
SE_S | d278g | 1984-1985 | -29.5406 | 29.5406 | -29.5406 | 29.5406 | 29.334 | DE_N | d278g | 1984-1985 | -73.9288 | 73.9288 | -69.4914 | 69.4914 | 151.172 | 94.0937
SE_S | d278h | 1984-1985 | -25.6394 | 25.6394 | -25.6394 | 25.6394 | 27.907 | DE_N | d278h | 1984-1985 | -60.5792 | 60.5792 | -55.3144 | 55.3144 | 143.822 | 79.7851
SE_S | d279a | 1984-1985 | -23.0519 | 23.0519 | -23.0519 | 23.0519 | 25.5233 | DE_N | d279a | 1984-1985 | -54.0181 | 54.0181 | -47.8995 | 47.8995 | 141.406 | 72.7245
SE_S | d279b | 1984-1985 | -23.4637 | 23.4637 | -23.4637 | 23.4637 | 25.2128 | DE_N | d279b | 1984-1985 | -58.858 | 58.858 | -53.1521 | 53.1521 | 142.552 | 77.7399
SE_S | d279c | 1984-1985 | -27.3772 | 27.3772 | -27.3772 | 27.3772 | 29.1428 | DE_N | d279c | 1984-1985 | -71.9865 | 71.9865 | -66.2935 | 66.2935 | 154.303 | 91.2171
SE_S | d279d | 1984-1985 | -28.7778 | 28.7778 | -28.7778 | 28.7778 | 37.8968 | DE_N | d279d | 1984-1985 | -131.961 | 131.961 | -68.1785 | 68.1785 | 160.898 | 97.4587
SE_S | d279e | 1984-1985 | -29.3763 | 29.3763 | -29.3763 | 29.3763 | 40.8575 | DE_N | d279e | 1984-1985 | -161.778 | 161.778 | -70.2463 | 70.2463 | 152.565 | 99.9746
SE_S | d279f | 1984-1985 | -29.957 | 29.957 | -29.957 | 29.957 | 35.8122 | DE_N | d279f | 1984-1985 | -80.0451 | 80.0451 | -72.0854 | 72.0854 | 151.826 | 98.872
SE_S | d279g | 1984-1985 | -29.1064 | 29.1064 | -29.1064 | 29.1064 | 24.4321 | DE_N | d279g | 1984-1985 | -68.908 | 68.908 | -68.6948 | 68.6948 | 112.964 | 73.2286
SE_S | d279h | 1984-1985 | -25.6703 | 25.6703 | -25.6703 | 25.6703 | 17.313 | DE_N | d279h | 1984-1985 | -56.1734 | 56.1734 | -54.6949 | 54.6949 | 116.15 | 71.9099
SE_S | d280a | 1984-1985 | -23.8034 | 23.8034 | -23.8034 | 23.8034 | 16.46 | DE_N | d280a | 1984-1985 | -49.8892 | 49.8892 | -47.8003 | 47.8003 | 124.652 | 67.43
SE_S | d280b | 1984-1985 | -24.0492 | 24.0492 | -24.0492 | 24.0492 | 22.0981 | DE_N | d280b | 1984-1985 | -54.6989 | 54.6989 | -52.3442 | 52.3442 | 137.05 | 72.9668
SE_S | d280c | 1984-1985 | -26.8984 | 26.8984 | -26.8984 | 26.8984 | 28.6856 | DE_N | d280c | 1984-1985 | -66.2052 | 66.2052 | -63.7464 | 63.7464 | 147.784 | 85.2221
SE_S | d280d | 1984-1985 | -27.9856 | 27.9856 | -27.9856 | 27.9856 | 41.3351 | DE_N | d280d | 1984-1985 | -74.0025 | 74.0025 | -64.9556 | 64.9556 | 171.2 | 92.0766
SE_S | d280e | 1984-1985 | -28.4261 | 28.4261 | -28.4261 | 28.4261 | 48.4642 | DE_N | d280e | 1984-1985 | -112.552 | 112.552 | -66.496 | 66.496 | 159.621 | 96.4523
SE_S | d280f | 1984-1985 | -28.8531 | 28.8531 | -28.8531 | 28.8531 | 39.6007 | DE_N | d280f | 1984-1985 | -70.8842 | 70.8842 | -68.1676 | 68.1676 | 158.53 | 91.0213
SE_S | d280g | 1984-1985 | -28.6672 | 28.6672 | -28.6672 | 28.6672 | 33.2953 | DE_N | d280g | 1984-1985 | -67.8869 | 67.8869 | -66.1672 | 66.1672 | 135.245 | 86.2664
SE_S | d280h | 1984-1985 | -25.4507 | 25.4507 | -25.4507 | 25.4507 | 32.3729 | DE_N | d280h | 1984-1985 | -55.2759 | 55.2759 | -53.4147 | 53.4147 | 133.296 | 72.7594
SE_S | d281a | 1984-1985 | -23.9913 | 23.9913 | -23.9913 | 23.9913 | 31.8889 | DE_N | d281a | 1984-1985 | -47.9129 | 47.9129 | -46.0634 | 46.0634 | 129.733 | 64.8454
SE_S | d281b | 1984-1985 | -24.0154 | 24.0154 | -24.0154 | 24.0154 | 32.2787 | DE_N | d281b | 1984-1985 | -50.9461 | 50.9461 | -49.2827 | 49.2827 | 128.325 | 66.5194
SE_S | d281c | 1984-1985 | -26.0226 | 26.0226 | -26.0226 | 26.0226 | 35.074 | DE_N | d281c | 1984-1985 | -58.85 | 58.85 | -57.4234 | 57.4234 | 130.366 | 74.1803
SE_S | d281d | 1984-1985 | -26.3926 | 26.3926 | -26.3926 | 26.3926 | 37.6209 | DE_N | d281d | 1984-1985 | -62.7789 | 62.7789 | -61.3938 | 61.3938 | 142.859 | 78.9934
SE_S | d281e | 1984-1985 | -26.8766 | 26.8766 | -26.8766 | 26.8766 | 37.001 | DE_N | d281e | 1984-1985 | -63.8243 | 63.8243 | -62.8629 | 62.8629 | 138.598 | 79.5155
SE_S | d281f | 1984-1985 | -28.9024 | 28.9024 | -28.9024 | 28.9024 | 32.2444 | DE_N | d281f | 1984-1985 | -68.3248 | 68.3248 | -68.3248 | 68.3248 | 94.3722 | 68.3248
SE_S | d281g | 1984-1985 | -28.8467 | 28.8467 | -28.8467 | 28.8467 | 28.3852 | DE_N | d281g | 1984-1985 | -66.9334 | 66.9334 | -66.9334 | 66.9334 | 72.9822 | 66.9334
SE_S | d281h | 1984-1985 | -25.5444 | 25.5444 | -25.5444 | 25.5444 | 23.4122 | DE_N | d281h | 1984-1985 | -53.771 | 53.771 | -53.771 | 53.771 | 69.934 | 53.771
SE_S | d282a | 1984-1985 | -23.9072 | 23.9072 | -23.9072 | 23.9072 | 20.474 | DE_N | d282a | 1984-1985 | -47.091 | 47.091 | -47.091 | 47.091 | 63.5714 | 47.091
SE_S | d282b | 1984-1985 | -23.9985 | 23.9985 | -23.9985 | 23.9985 | 20.7308 | DE_N | d282b | 1984-1985 | -49.9811 | 49.9811 | -49.9811 | 49.9811 | 63.5566 | 49.9811
SE_S | d282c | 1984-1985 | -27.0348 | 27.0348 | -27.0348 | 27.0348 | 22.3605 | DE_N | d282c | 1984-1985 | -58.6108 | 58.6108 | -58.6108 | 58.6108 | 76.335 | 58.6108
SE_S | d282d | 1984-1985 | -28.6186 | 28.6186 | -28.6186 | 28.6186 | 23.2856 | DE_N | d282d | 1984-1985 | -66.0645 | 66.0645 | -66.0645 | 66.0645 | 121.009 | 66.0645
SE_S | d282e | 1984-1985 | -29.0945 | 29.0945 | -29.0945 | 29.0945 | 24.6912 | DE_N | d282e | 1984-1985 | -68.9157 | 68.9157 | -68.7003 | 68.7003 | 135.199 | 77.3121
SE_S | d282f | 1984-1985 | -29.6385 | 29.6385 | -29.6385 | 29.6385 | 19.1398 | DE_N | d282f | 1984-1985 | -69.7875 | 69.7875 | -69.579 | 69.579 | 135.184 | 74.3914
SE_S | d282g | 1984-1985 | -29.334 | 29.334 | -29.334 | 29.334 | 11.5943 | DE_N | d282g | 1984-1985 | -67.4842 | 67.4842 | -67.2804 | 67.2804 | 116.595 | 70.7686
SE_S | d282h | 1984-1985 | -25.7329 | 25.7329 | -25.7329 | 25.7329 | 11.6329 | DE_N | d282h | 1984-1985 | -53.1848 | 53.1848 | -52.9495 | 52.9495 | 122.529 | 62.2602
SE_S | d283a | 1984-1985 | -23.8965 | 23.8965 | -23.8965 | 23.8965 | 12.9823 | DE_N | d283a | 1984-1985 | -49.0421 | 49.0421 | -46.8862 | 46.8862 | 134.327 | 68.3136
SE_S | d283b | 1984-1985 | -24.2115 | 24.2115 | -24.2115 | 24.2115 | 15.3291 | DE_N | d283b | 1984-1985 | -53.4311 | 53.4311 | -50.231 | 50.231 | 141.04 | 74.0661
SE_S | d283c | 1984-1985 | -27.2456 | 27.2456 | -27.2456 | 27.2456 | 19.4573 | DE_N | d283c | 1984-1985 | -65.1894 | 65.1894 | -61.2752 | 61.2752 | 150.287 | 86.2756
SE_S | d283d | 1984-1985 | -29.6167 | 29.6167 | -29.6167 | 29.6167 | 24.522 | DE_N | d283d | 1984-1985 | -91.0344 | 91.0344 | -68.7425 | 68.7425 | 178.025 | 101.908
SE_S | d283e | 1984-1985 | -30.0587 | 30.0587 | -30.0587 | 30.0587 | 26.9354 | DE_N | d283e | 1984-1985 | -151.715 | 151.715 | -71.3682 | 71.3682 | 178.704 | 107.222
SE_S | d283f | 1984-1985 | -30.4786 | 30.4786 | -30.4786 | 30.4786 | 25.4104 | DE_N | d283f | 1984-1985 | -96.5339 | 96.5339 | -73.5685 | 73.5685 | 183.2 | 106.876
SE_S | d283g | 1984-1985 | -29.0268 | 29.0268 | -29.0268 | 29.0268 | 24.1534 | DE_N | d283g | 1984-1985 | -72.3981 | 72.3981 | -67.9875 | 67.9875 | 151.26 | 93.7079
SE_S | d283h | 1984-1985 | -25.8381 | 25.8381 | -25.8381 | 25.8381 | 25.8146 | DE_N | d283h | 1984-1985 | -58.6326 | 58.6326 | -54.3003 | 54.3003 | 138.885 | 79.6362
SE_S | d284a | 1984-1985 | -23.7756 | 23.7756 | -23.7756 | 23.7756 | 28.0855 | DE_N | d284a | 1984-1985 | -51.4891 | 51.4891 | -46.9871 | 46.9871 | 134.896 | 72.4015
SE_S | d284b | 1984-1985 | -24.1713 | 24.1713 | -24.1713 | 24.1713 | 31.2029 | DE_N | d284b | 1984-1985 | -55.7054 | 55.7054 | -51.4149 | 51.4149 | 136.686 | 76.6025
SE_S | d284c | 1984-1985 | -27.4109 | 27.4109 | -27.4109 | 27.4109 | 35.794 | DE_N | d284c | 1984-1985 | -66.7806 | 66.7806 | -62.6452 | 62.6452 | 144.786 | 87.8589
SE_S | d284d | 1984-1985 | -29.5669 | 29.5669 | -29.5669 | 29.5669 | 43.7032 | DE_N | d284d | 1984-1985 | -78.5518 | 78.5518 | -67.9425 | 67.9425 | 172.109 | 98.0613
SE_S | d284e | 1984-1985 | -29.9798 | 29.9798 | -29.9798 | 29.9798 | 48.1367 | DE_N | d284e | 1984-1985 | -97.345 | 97.345 | -70.4378 | 70.4378 | 182.564 | 104.293
SE_S | d284f | 1984-1985 | -30.7453 | 30.7453 | -30.7452 | 30.7452 | 44.665 | DE_N | d284f | 1984-1985 | -79.1269 | 79.1269 | -73.2999 | 73.2999 | 171.718 | 101.059
SE_S | d284g | 1984-1985 | -29.6311 | 29.6311 | -29.6311 | 29.6311 | 36.7058 | DE_N | d284g | 1984-1985 | -68.1609 | 68.1609 | -67.9373 | 67.9373 | 129.03 | 79.3231
SE_S | d284h | 1984-1985 | -26.6298 | 26.6298 | -26.6298 | 26.6298 | 35.3796 | DE_N | d284h | 1984-1985 | -55.9038 | 55.9038 | -55.6817 | 55.6817 | 113.55 | 64.0418
SE_S | d285a | 1984-1985 | -24.321 | 24.321 | -24.321 | 24.321 | 33.9191 | DE_N | d285a | 1984-1985 | -47.0122 | 47.0122 | -46.79 | 46.79 | 105.175 | 52.7237
SE_S | d285b | 1984-1985 | -25.1686 | 25.1686 | -25.1686 | 25.1686 | 33.9761 | DE_N | d285b | 1984-1985 | -51.9042 | 51.9042 | -51.6838 | 51.6838 | 105.515 | 57.3114
SE_S | d285c | 1984-1985 | -28.5984 | 28.5984 | -28.5984 | 28.5984 | 37.3035 | DE_N | d285c | 1984-1985 | -63.7403 | 63.7403 | -63.5199 | 63.5199 | 121.07 | 72.5482
SE_S | d285d | 1984-1985 | -30.2697 | 30.2697 | -30.2697 | 30.2697 | 49.6399 | DE_N | d285d | 1984-1985 | -69.2064 | 69.2064 | -68.9762 | 68.9762 | 155.948 | 83.3859
SE_S | d285e | 1984-1985 | -30.5599 | 30.5599 | -30.5599 | 30.5599 | 53.3413 | DE_N | d285e | 1984-1985 | -81.662 | 81.662 | -72.6728 | 72.6728 | 168.198 | 103.35
SE_S | d285f | 1984-1985 | -30.9146 | 30.9146 | -30.9146 | 30.9146 | 37.2976 | DE_N | d285f | 1984-1985 | -74.6187 | 74.6187 | -74.4079 | 74.4079 | 144.386 | 81.6548
SE_S | d285g | 1984-1985 | -30.3827 | 30.3827 | -30.3827 | 30.3827 | 21.4788 | DE_N | d285g | 1984-1985 | -70.773 | 70.773 | -70.773 | 70.773 | 102.1 | 70.773
SE_S | d285h | 1984-1985 | -27.2036 | 27.2036 | -27.2036 | 27.2036 | 19.3599 | DE_N | d285h | 1984-1985 | -58.5389 | 58.5389 | -58.5389 | 58.5389 | 91.1645 | 58.5389
SE_S | d286a | 1984-1985 | -24.4821 | 24.4821 | -24.4821 | 24.4821 | 17.5755 | DE_N | d286a | 1984-1985 | -48.7949 | 48.7949 | -48.7949 | 48.7949 | 89.7691 | 48.7949
SE_S | d286b | 1984-1985 | -25.0562 | 25.0562 | -25.0562 | 25.0562 | 17.9658 | DE_N | d286b | 1984-1985 | -53.5434 | 53.5434 | -53.5434 | 53.5434 | 99.3011 | 53.5434
SE_S | d286c | 1984-1985 | -28.9309 | 28.9309 | -28.9309 | 28.9309 | 21.9902 | DE_N | d286c | 1984-1985 | -66.6782 | 66.6782 | -66.5209 | 66.5209 | 128.649 | 67.5474
SE_S | d286d | 1984-1985 | -30.1945 | 30.1945 | -30.1945 | 30.1945 | 41.4163 | DE_N | d286d | 1984-1985 | -84.5978 | 84.5978 | -70.8502 | 70.8502 | 169.686 | 102.96
SE_S | d286e | 1984-1985 | -29.8521 | 29.8521 | -29.852 | 29.852 | 48.5188 | DE_N | d286e | 1984-1985 | -138.455 | 138.455 | -71.6861 | 71.6861 | 162.475 | 108.11
SE_S | d286f | 1984-1985 | -30.8472 | 30.8472 | -30.8472 | 30.8472 | 37.773 | DE_N | d286f | 1984-1985 | -86.9532 | 86.9532 | -76.1524 | 76.1524 | 174.862 | 107.232
SE_S | d286g | 1984-1985 | -29.8678 | 29.8678 | -29.8678 | 29.8678 | 27.1541 | DE_N | d286g | 1984-1985 | -76.2582 | 76.2582 | -72.2462 | 72.2462 | 155.172 | 98.014
SE_S | d286h | 1984-1985 | -25.8009 | 25.8009 | -25.8009 | 25.8009 | 26.0948 | DE_N | d286h | 1984-1985 | -59.9459 | 59.9459 | -55.555 | 55.555 | 145.218 | 81.2603
SE_S | d287a | 1984-1985 | -23.7484 | 23.7484 | -23.7484 | 23.7484 | 24.4574 | DE_N | d287a | 1984-1985 | -53.181 | 53.181 | -48.7048 | 48.7048 | 140.736 | 74.4223
SE_S | d287b | 1984-1985 | -24.3701 | 24.3701 | -24.3701 | 24.3701 | 24.9391 | DE_N | d287b | 1984-1985 | -58.5548 | 58.5548 | -54.7277 | 54.7277 | 138.466 | 79.6731
SE_S | d287c | 1984-1985 | -27.396 | 27.396 | -27.396 | 27.396 | 31.4097 | DE_N | d287c | 1984-1985 | -68.9254 | 68.9254 | -65.3768 | 65.3768 | 144.77 | 90.0897
SE_S | d287d | 1984-1985 | -27.8272 | 27.8272 | -27.8272 | 27.8272 | 49.9206 | DE_N | d287d | 1984-1985 | -76.3986 | 76.3986 | -66.5321 | 66.5321 | 168.833 | 96.487
SE_S | d287e | 1984-1985 | -28.0292 | 28.0292 | -28.0292 | 28.0292 | 54.9573 | DE_N | d287e | 1984-1985 | -106.635 | 106.635 | -67.7485 | 67.7485 | 158.068 | 102.795
SE_S | d287f | 1984-1985 | -28.8697 | 28.8697 | -28.8697 | 28.8697 | 40.4861 | DE_N | d287f | 1984-1985 | -75.8721 | 75.8721 | -71.2131 | 71.2131 | 165.536 | 97.5697
SE_S | d287g | 1984-1985 | -28.3148 | 28.3148 | -28.3148 | 28.3148 | 29.8265 | DE_N | d287g | 1984-1985 | -68.8112 | 68.8112 | -68.0082 | 68.0082 | 125.608 | 84.0067
SE_S | d287h | 1984-1985 | -25.1876 | 25.1876 | -25.1876 | 25.1876 | 27.2163 | DE_N | d287h | 1984-1985 | -55.1915 | 55.1915 | -54.1275 | 54.1275 | 113.587 | 68.7071
SE_S | d288a | 1984-1985 | -23.4899 | 23.4899 | -23.4899 | 23.4899 | 23.7886 | DE_N | d288a | 1984-1985 | -47.5534 | 47.5534 | -46.3109 | 46.3109 | 114.418 | 61.2708
SE_S | d288b | 1984-1985 | -23.6388 | 23.6388 | -23.6388 | 23.6388 | 24.6847 | DE_N | d288b | 1984-1985 | -50.4523 | 50.4523 | -49.1221 | 49.1221 | 123.94 | 65.0633
SE_S | d288c | 1984-1985 | -25.4244 | 25.4244 | -25.4244 | 25.4244 | 29.4974 | DE_N | d288c | 1984-1985 | -57.4898 | 57.4898 | -56.0757 | 56.0757 | 135.626 | 74.1018
SE_S | d288d | 1984-1985 | -25.9321 | 25.9321 | -25.9321 | 25.9321 | 41.5466 | DE_N | d288d | 1984-1985 | -68.5097 | 68.5097 | -61.2625 | 61.2625 | 168.34 | 90.2964
SE_S | d288e | 1984-1985 | -26.7356 | 26.7356 | -26.7356 | 26.7356 | 50.504 | DE_N | d288e | 1984-1985 | -98.7567 | 98.7567 | -63.8661 | 63.8661 | 158.913 | 100.156
SE_S | d288f | 1984-1985 | -28.1027 | 28.1027 | -28.1027 | 28.1027 | 41.892 | DE_N | d288f | 1984-1985 | -69.1656 | 69.1656 | -67.5444 | 67.5444 | 158.744 | 89.4293
SE_S | d288g | 1984-1985 | -28.1444 | 28.1444 | -28.1444 | 28.1444 | 27.308 | DE_N | d288g | 1984-1985 | -66.5374 | 66.5374 | -66.0762 | 66.0762 | 122.793 | 82.1179
SE_S | d288h | 1984-1985 | -25.1848 | 25.1848 | -25.1848 | 25.1848 | 21.7373 | DE_N | d288h | 1984-1985 | -54.0649 | 54.0649 | -53.4779 | 53.4779 | 113.887 | 66.1409
SE_S | d289a | 1984-1985 | -23.4558 | 23.4558 | -23.4558 | 23.4558 | 16.512 | DE_N | d289a | 1984-1985 | -47.066 | 47.066 | -46.4593 | 46.4593 | 110.317 | 56.7001
SE_S | d289b | 1984-1985 | -23.5826 | 23.5826 | -23.5825 | 23.5825 | 12.2032 | DE_N | d289b | 1984-1985 | -50.2725 | 50.2725 | -49.6677 | 49.6677 | 110.7 | 59.5974
SE_S | d289c | 1984-1985 | -25.977 | 25.977 | -25.977 | 25.977 | 14.6685 | DE_N | d289c | 1984-1985 | -58.1878 | 58.1878 | -57.5625 | 57.5625 | 125.746 | 71.826
SE_S | d289d | 1984-1985 | -27.8804 | 27.8804 | -27.8804 | 27.8804 | 24.0388 | DE_N | d289d | 1984-1985 | -68.2929 | 68.2929 | -64.9746 | 64.9746 | 164.515 | 90.6776
SE_S | d289e | 1984-1985 | -29.1426 | 29.1426 | -29.1426 | 29.1426 | 31.1797 | DE_N | d289e | 1984-1985 | -101.513 | 101.513 | -70.3111 | 70.3111 | 171.384 | 110.106
SE_S | d289f | 1984-1985 | -29.7489 | 29.7489 | -29.7489 | 29.7489 | 24.3219 | DE_N | d289f | 1984-1985 | -73.1166 | 73.1166 | -72.3237 | 72.3237 | 146.672 | 93.9126
SE_S | d289g | 1984-1985 | -28.7053 | 28.7053 | -28.7053 | 28.7053 | 12.7459 | DE_N | d289g | 1984-1985 | -67.0996 | 67.0996 | -67.0996 | 67.0996 | 108.055 | 67.0996
SE_S | d289h | 1984-1985 | -25.4432 | 25.4432 | -25.4432 | 25.4432 | 9.5221 | DE_N | d289h | 1984-1985 | -53.7957 | 53.7957 | -53.7957 | 53.7957 | 98.4385 | 53.7957
SE_S | d290a | 1984-1985 | -23.8805 | 23.8805 | -23.8805 | 23.8805 | 8.0085 | DE_N | d290a | 1984-1985 | -48.6298 | 48.6298 | -48.6298 | 48.6298 | 94.8781 | 48.6298
SE_S | d290b | 1984-1985 | -24.3736 | 24.3736 | -24.3736 | 24.3736 | 8.1978 | DE_N | d290b | 1984-1985 | -53.2761 | 53.2761 | -53.2761 | 53.2761 | 95.6669 | 53.2761
SE_S | d290c | 1984-1985 | -27.4008 | 27.4008 | -27.4008 | 27.4008 | 11.6178 | DE_N | d290c | 1984-1985 | -63.5425 | 63.5425 | -63.5425 | 63.5425 | 108.349 | 63.5425
SE_S | d290d | 1984-1985 | -29.1379 | 29.1379 | -29.1379 | 29.1379 | 27.753 | DE_N | d290d | 1984-1985 | -69.2706 | 69.2706 | -69.0448 | 69.0448 | 158.309 | 82.7988
SE_S | d290e | 1984-1985 | -30.3476 | 30.3476 | -30.3476 | 30.3476 | 36.7323 | DE_N | d290e | 1984-1985 | -88.4035 | 88.4035 | -74.2082 | 74.2082 | 184.207 | 113.187
SE_S | d290f | 1984-1985 | -30.5456 | 30.5456 | -30.5456 | 30.5456 | 27.6689 | DE_N | d290f | 1984-1985 | -75.723 | 75.723 | -75.4918 | 75.4918 | 170.107 | 92.3383
SE_S | d290g | 1984-1985 | -29.1787 | 29.1787 | -29.1787 | 29.1787 | 17.3756 | DE_N | d290g | 1984-1985 | -70.517 | 70.517 | -70.3076 | 70.3076 | 125.207 | 77.8671
SE_S | d290h | 1984-1985 | -25.586 | 25.586 | -25.586 | 25.586 | 18.4034 | DE_N | d290h | 1984-1985 | -55.6486 | 55.6486 | -55.4365 | 55.4365 | 117.692 | 61.7112
SE_S | d291a | 1984-1985 | -23.9687 | 23.9687 | -23.9687 | 23.9687 | 17.8909 | DE_N | d291a | 1984-1985 | -50.1778 | 50.1778 | -49.9646 | 49.9646 | 119.054 | 55.6621
SE_S | d291b | 1984-1985 | -24.205 | 24.205 | -24.205 | 24.205 | 18.8553 | DE_N | d291b | 1984-1985 | -55.2696 | 55.2696 | -55.0571 | 55.0571 | 121.951 | 60.0916
SE_S | d291c | 1984-1985 | -26.9044 | 26.9044 | -26.9044 | 26.9044 | 23.8983 | DE_N | d291c | 1984-1985 | -65.65 | 65.65 | -65.4389 | 65.4389 | 129.484 | 72.1677
SE_S | d291d | 1984-1985 | -28.8851 | 28.8851 | -28.8851 | 28.8851 | 39.2127 | DE_N | d291d | 1984-1985 | -70.0122 | 70.0122 | -69.7986 | 69.7986 | 150.2 | 80.1604
SE_S | d291e | 1984-1985 | -29.8487 | 29.8487 | -29.8487 | 29.8487 | 44.5723 | DE_N | d291e | 1984-1985 | -72.2213 | 72.2213 | -72.0043 | 72.0043 | 158.011 | 85.1987
SE_S | d291f | 1984-1985 | -30.4232 | 30.4232 | -30.4232 | 30.4232 | 31.7796 | DE_N | d291f | 1984-1985 | -75.5022 | 75.5022 | -75.3073 | 75.3073 | 140.559 | 78.2637
SE_S | d291g | 1984-1985 | -28.7845 | 28.7845 | -28.7845 | 28.7845 | 14.7047 | DE_N | d291g | 1984-1985 | -69.9436 | 69.9436 | -69.9436 | 69.9436 | 76.8274 | 69.9436
SE_S | d291h | 1984-1985 | -25.8171 | 25.8171 | -25.8171 | 25.8171 | 12.4104 | DE_N | d291h | 1984-1985 | -56.0759 | 56.0759 | -56.0759 | 56.0759 | 63.778 | 56.0759
SE_S | d292a | 1984-1985 | -24.1666 | 24.1666 | -24.1666 | 24.1666 | 12.4087 | DE_N | d292a | 1984-1985 | -49.6902 | 49.6902 | -49.6902 | 49.6902 | 64.0313 | 49.6902
SE_S | d292b | 1984-1985 | -24.4446 | 24.4446 | -24.4446 | 24.4446 | 15.3626 | DE_N | d292b | 1984-1985 | -54.6416 | 54.6416 | -54.6416 | 54.6416 | 77.1958 | 54.6416
SE_S | d292c | 1984-1985 | -27.4494 | 27.4494 | -27.4494 | 27.4494 | 28.1394 | DE_N | d292c | 1984-1985 | -65.3603 | 65.3603 | -65.3603 | 65.3603 | 114.096 | 65.3603
SE_S | d292d | 1984-1985 | -29.2794 | 29.2794 | -29.2794 | 29.2794 | 49.8592 | DE_N | d292d | 1984-1985 | -101.19 | 101.19 | -69.7304 | 69.7304 | 157.807 | 107.496
SE_S | d292e | 1984-1985 | -29.7439 | 29.7439 | -29.7438 | 29.7438 | 57.7084 | DE_N | d292e | 1984-1985 | -128.158 | 128.158 | -69.9848 | 69.9848 | 160.309 | 108.9
SE_S | d292f | 1984-1985 | -30.2541 | 30.2541 | -30.2541 | 30.2541 | 50.4174 | DE_N | d292f | 1984-1985 | -80.597 | 80.597 | -71.9343 | 71.9343 | 149.489 | 102.961
SE_S | d292g | 1984-1985 | -29.0125 | 29.0125 | -29.0125 | 29.0125 | 37.6024 | DE_N | d292g | 1984-1985 | -69.3323 | 69.3323 | -69.3323 | 69.3323 | 102.766 | 69.3323
SE_S | d292h | 1984-1985 | -25.4271 | 25.4271 | -25.4271 | 25.4271 | 31.3601 | DE_N | d292h | 1984-1985 | -54.1441 | 54.1441 | -54.1441 | 54.1441 | 85.7088 | 54.1441
SE_S | d293a | 1984-1985 | -23.4363 | 23.4363 | -23.4363 | 23.4363 | 25.4437 | DE_N | d293a | 1984-1985 | -47.3264 | 47.3264 | -47.3264 | 47.3264 | 79.1424 | 47.3264
SE_S | d293b | 1984-1985 | -24.195 | 24.195 | -24.195 | 24.195 | 24.9307 | DE_N | d293b | 1984-1985 | -53.8187 | 53.8187 | -53.8187 | 53.8187 | 78.7733 | 53.8187
SE_S | d293c | 1984-1985 | -27.5687 | 27.5687 | -27.5686 | 27.5686 | 30.7436 | DE_N | d293c | 1984-1985 | -66.345 | 66.345 | -66.345 | 66.345 | 94.0787 | 66.345
SE_S | d293d | 1984-1985 | -29.2195 | 29.2195 | -29.2195 | 29.2195 | 49.6312 | DE_N | d293d | 1984-1985 | -74.8459 | 74.8459 | -69.5967 | 69.5967 | 143.178 | 97.2211
SE_S | d293e | 1984-1985 | -29.1871 | 29.1871 | -29.1871 | 29.1871 | 63.5373 | DE_N | d293e | 1984-1985 | -121.917 | 121.917 | -67.9816 | 67.9816 | 156.102 | 104.808
SE_S | d293f | 1984-1985 | -30.1084 | 30.1084 | -30.1084 | 30.1084 | 49.7944 | DE_N | d293f | 1984-1985 | -75.3756 | 75.3756 | -71.6529 | 71.6529 | 143.376 | 97.7953
SE_S | d293g | 1984-1985 | -28.9971 | 28.9971 | -28.9971 | 28.9971 | 32.0984 | DE_N | d293g | 1984-1985 | -68.684 | 68.684 | -68.684 | 68.684 | 106.496 | 68.684
SE_S | d293h | 1984-1985 | -25.1806 | 25.1806 | -25.1806 | 25.1806 | 31.2539 | DE_N | d293h | 1984-1985 | -53.5094 | 53.5094 | -53.5094 | 53.5094 | 93.1955 | 53.5094
SE_S | d294a | 1984-1985 | -23.4752 | 23.4752 | -23.4752 | 23.4752 | 29.771 | DE_N | d294a | 1984-1985 | -47.6432 | 47.6432 | -47.6432 | 47.6432 | 86.3047 | 47.6432
SE_S | d294b | 1984-1985 | -24.0137 | 24.0137 | -24.0137 | 24.0137 | 27.3018 | DE_N | d294b | 1984-1985 | -53.2313 | 53.2313 | -53.2313 | 53.2313 | 85.3035 | 53.2313
SE_S | d294c | 1984-1985 | -26.4002 | 26.4002 | -26.4002 | 26.4002 | 29.5324 | DE_N | d294c | 1984-1985 | -63.6464 | 63.6464 | -63.6464 | 63.6464 | 103.41 | 63.6464
SE_S | d294d | 1984-1985 | -27.8498 | 27.8498 | -27.8498 | 27.8498 | 44.6126 | DE_N | d294d | 1984-1985 | -113.435 | 113.435 | -67.1509 | 67.1509 | 147.901 | 101.943
SE_S | d294e | 1984-1985 | -27.9772 | 27.9772 | -27.9772 | 27.9772 | 47.4121 | DE_N | d294e | 1984-1985 | -181.209 | 181.209 | -67.3748 | 67.3748 | 149.489 | 103.222
SE_S | d294f | 1984-1985 | -28.6432 | 28.6432 | -28.6432 | 28.6432 | 36.4192 | DE_N | d294f | 1984-1985 | -128.838 | 128.838 | -70.6386 | 70.6386 | 153.541 | 105.521
SE_S | d294g | 1984-1985 | -28.3287 | 28.3287 | -28.3287 | 28.3287 | 29.6849 | DE_N | d294g | 1984-1985 | -75.107 | 75.107 | -68.5143 | 68.5143 | 154.529 | 95.8346
SE_S | d294h | 1984-1985 | -24.4852 | 24.4852 | -24.4852 | 24.4852 | 31.1087 | DE_N | d294h | 1984-1985 | -61.5083 | 61.5083 | -53.7479 | 53.7479 | 143.372 | 81.6107
SE_S | d295a | 1984-1985 | -22.2457 | 22.2457 | -22.2457 | 22.2457 | 33.2249 | DE_N | d295a | 1984-1985 | -55.889 | 55.889 | -46.5841 | 46.5841 | 139.145 | 75.2103
SE_S | d295b | 1984-1985 | -22.1927 | 22.1927 | -22.1927 | 22.1927 | 36.4036 | DE_N | d295b | 1984-1985 | -59.1533 | 59.1533 | -49.9355 | 49.9355 | 140.278 | 78.4613
SE_S | d295c | 1984-1985 | -24.5173 | 24.5173 | -24.5173 | 24.5173 | 40.2835 | DE_N | d295c | 1984-1985 | -70.1966 | 70.1966 | -57.9382 | 57.9382 | 154.431 | 87.8018
SE_S | d295d | 1984-1985 | -25.8634 | 25.8634 | -25.8633 | 25.8633 | 46.2336 | DE_N | d295d | 1984-1985 | -159.723 | 159.723 | -62.392 | 62.392 | 142.575 | 97.4359
SE_S | d295e | 1984-1985 | -26.9811 | 26.9811 | -26.9811 | 26.9811 | 50.2296 | DE_N | d295e | 1984-1985 | -209.459 | 209.459 | -65.9247 | 65.9247 | 147.194 | 101.453
SE_S | d295f | 1984-1985 | -28.184 | 28.184 | -28.184 | 28.184 | 44.1668 | DE_N | d295f | 1984-1985 | -142.736 | 142.736 | -69.4629 | 69.4629 | 150.561 | 104.441
SE_S | d295g | 1984-1985 | -27.8223 | 27.8223 | -27.8223 | 27.8223 | 30.0146 | DE_N | d295g | 1984-1985 | -66.9848 | 66.9848 | -66.7789 | 66.7789 | 131.257 | 70.5056
SE_S | d295h | 1984-1985 | -24.9921 | 24.9921 | -24.9921 | 24.9921 | 23.4371 | DE_N | d295h | 1984-1985 | -54.2159 | 54.2159 | -54.2159 | 54.2159 | 101.467 | 54.2159
SE_S | d296a | 1984-1985 | -23.4995 | 23.4995 | -23.4995 | 23.4995 | 18.5307 | DE_N | d296a | 1984-1985 | -48.9775 | 48.9775 | -48.9775 | 48.9775 | 87.5032 | 48.9775
SE_S | d296b | 1984-1985 | -23.467 | 23.467 | -23.467 | 23.467 | 19.2432 | DE_N | d296b | 1984-1985 | -53.5963 | 53.5963 | -53.5963 | 53.5963 | 76.3864 | 53.5963
SE_S | d296c | 1984-1985 | -25.8618 | 25.8618 | -25.8618 | 25.8618 | 21.4638 | DE_N | d296c | 1984-1985 | -60.9795 | 60.9795 | -60.9795 | 60.9795 | 89.6398 | 60.9795
SE_S | d296d | 1984-1985 | -28.1646 | 28.1646 | -28.1646 | 28.1646 | 29.9441 | DE_N | d296d | 1984-1985 | -69.5158 | 69.5158 | -68.1815 | 68.1815 | 140.796 | 89.634
SE_S | d296e | 1984-1985 | -28.4405 | 28.4405 | -28.4405 | 28.4405 | 37.1583 | DE_N | d296e | 1984-1985 | -114.081 | 114.081 | -68.5897 | 68.5897 | 154.656 | 100.858
SE_S | d296f | 1984-1985 | -29.6676 | 29.6676 | -29.6676 | 29.6676 | 28.6726 | DE_N | d296f | 1984-1985 | -82.0765 | 82.0765 | -72.0592 | 72.0592 | 155.233 | 101.278
SE_S | d296g | 1984-1985 | -28.962 | 28.962 | -28.962 | 28.962 | 17.8401 | DE_N | d296g | 1984-1985 | -68.5565 | 68.5565 | -68.3463 | 68.3463 | 115.583 | 72.9229
SE_S | d296h | 1984-1985 | -25.6085 | 25.6085 | -25.6085 | 25.6085 | 16.8792 | DE_N | d296h | 1984-1985 | -54.8049 | 54.8049 | -54.5883 | 54.5883 | 105.643 | 60.1637
SE_S | d297a | 1984-1985 | -23.8085 | 23.8085 | -23.8085 | 23.8085 | 15.0375 | DE_N | d297a | 1984-1985 | -48.0478 | 48.0478 | -47.8272 | 47.8272 | 103.288 | 52.9187
SE_S | d297b | 1984-1985 | -24.1523 | 24.1523 | -24.1523 | 24.1523 | 14.7335 | DE_N | d297b | 1984-1985 | -52.6139 | 52.6139 | -52.3928 | 52.3928 | 106.631 | 57.2532
SE_S | d297c | 1984-1985 | -27.0158 | 27.0158 | -27.0157 | 27.0157 | 20.0125 | DE_N | d297c | 1984-1985 | -62.7576 | 62.7576 | -62.5294 | 62.5294 | 127.282 | 71.1019
SE_S | d297d | 1984-1985 | -28.9854 | 28.9854 | -28.9854 | 28.9854 | 42.3069 | DE_N | d297d | 1984-1985 | -152.373 | 152.373 | -68.1236 | 68.1236 | 150.1 | 100.013
SE_S | d297e | 1984-1985 | -30.0703 | 30.0703 | -30.0703 | 30.0703 | 57.0197 | DE_N | d297e | 1984-1985 | -225.668 | 225.668 | -72.4693 | 72.4693 | 154.752 | 104.891
SE_S | d297f | 1984-1985 | -30.443 | 30.443 | -30.443 | 30.443 | 44.2936 | DE_N | d297f | 1984-1985 | -151.555 | 151.555 | -74.5651 | 74.5651 | 155.816 | 106.539
SE_S | d297g | 1984-1985 | -28.7907 | 28.7907 | -28.7907 | 28.7907 | 27.7635 | DE_N | d297g | 1984-1985 | -73.5272 | 73.5272 | -69.5363 | 69.5363 | 146.507 | 93.8818
SE_S | d297h | 1984-1985 | -25.5292 | 25.5292 | -25.5292 | 25.5292 | 29.9919 | DE_N | d297h | 1984-1985 | -59.5984 | 59.5984 | -55.6212 | 55.6212 | 130.069 | 79.2867
SE_S | d298a | 1984-1985 | -23.6869 | 23.6869 | -23.6869 | 23.6869 | 31.3553 | DE_N | d298a | 1984-1985 | -53.7212 | 53.7212 | -49.2604 | 49.2604 | 128.081 | 73.1766
SE_S | d298b | 1984-1985 | -24.3115 | 24.3115 | -24.3115 | 24.3115 | 34.8208 | DE_N | d298b | 1984-1985 | -59.4121 | 59.4121 | -54.5529 | 54.5529 | 134.823 | 78.7406
SE_S | d298c | 1984-1985 | -27.2028 | 27.2028 | -27.2028 | 27.2028 | 43.8859 | DE_N | d298c | 1984-1985 | -69.9198 | 69.9198 | -63.789 | 63.789 | 149.982 | 89.0773
SE_S | d298d | 1984-1985 | -31.1153 | 31.1153 | -29.5474 | 29.5474 | 58.6994 | DE_N | d298d | 1984-1985 | -100.038 | 100.038 | -69.5828 | 69.5828 | 177.687 | 99.7157
SE_S | d298e | 1984-1985 | -35.5579 | 35.5579 | -30.2298 | 30.2298 | 62.4137 | DE_N | d298e | 1984-1985 | -128.393 | 128.393 | -73.2636 | 73.2636 | 184.105 | 104.383
SE_S | d298f | 1984-1985 | -31.1675 | 31.1675 | -30.7292 | 30.7292 | 55.7477 | DE_N | d298f | 1984-1985 | -109.064 | 109.064 | -75.638 | 75.638 | 184.727 | 106.255
SE_S | d298g | 1984-1985 | -29.5514 | 29.5514 | -29.5514 | 29.5514 | 31.7721 | DE_N | d298g | 1984-1985 | -75.8514 | 75.8514 | -71.4347 | 71.4347 | 152.394 | 96.0065
SE_S | d298h | 1984-1985 | -26.4408 | 26.4408 | -26.4408 | 26.4408 | 25.9986 | DE_N | d298h | 1984-1985 | -61.4529 | 61.4529 | -57.9081 | 57.9081 | 131.623 | 80.7855
SE_S | d299a | 1984-1985 | -24.3277 | 24.3277 | -24.3277 | 24.3277 | 25.3541 | DE_N | d299a | 1984-1985 | -55.0461 | 55.0461 | -50.9458 | 50.9458 | 129.876 | 74.0955
SE_S | d299b | 1984-1985 | -24.7459 | 24.7459 | -24.7459 | 24.7459 | 28.5059 | DE_N | d299b | 1984-1985 | -59.0175 | 59.0175 | -55.0589 | 55.0589 | 128.667 | 77.973
SE_S | d299c | 1984-1985 | -27.697 | 27.697 | -27.697 | 27.697 | 33.0345 | DE_N | d299c | 1984-1985 | -70.0365 | 70.0365 | -65.1896 | 65.1896 | 143.937 | 89.4559
SE_S | d299d | 1984-1985 | -29.1951 | 29.1951 | -29.1951 | 29.1951 | 54.1705 | DE_N | d299d | 1984-1985 | -133.138 | 133.138 | -68.7343 | 68.7343 | 177.93 | 99.4579
SE_S | d299e | 1984-1985 | -34.1785 | 34.1785 | -29.502 | 29.502 | 58.5439 | DE_N | d299e | 1984-1985 | -177.023 | 177.023 | -69.9438 | 69.9438 | 172.385 | 101.125
SE_S | d299f | 1984-1985 | -30.3881 | 30.3881 | -30.3881 | 30.3881 | 46.3018 | DE_N | d299f | 1984-1985 | -110.675 | 110.675 | -72.9413 | 72.9413 | 179.316 | 103.408
SE_S | d299g | 1984-1985 | -29.5271 | 29.5271 | -29.5271 | 29.5271 | 34.7141 | DE_N | d299g | 1984-1985 | -76.6011 | 76.6011 | -70.0477 | 70.0477 | 149.51 | 95.8491
SE_S | d299h | 1984-1985 | -25.6192 | 25.6192 | -25.6192 | 25.6192 | 35.1118 | DE_N | d299h | 1984-1985 | -62.8928 | 62.8928 | -55.5598 | 55.5598 | 138.184 | 81.0466
SE_S | d300a | 1984-1985 | -23.9231 | 23.9231 | -23.9231 | 23.9231 | 36.1797 | DE_N | d300a | 1984-1985 | -58.2564 | 58.2564 | -49.0426 | 49.0426 | 138.276 | 75.1917
SE_S | d300b | 1984-1985 | -24.4132 | 24.4132 | -24.4132 | 24.4132 | 37.4161 | DE_N | d300b | 1984-1985 | -62.4045 | 62.4045 | -53.5686 | 53.5686 | 140.073 | 79.4931
SE_S | d300c | 1984-1985 | -28.5248 | 28.5248 | -28.5248 | 28.5248 | 43.837 | DE_N | d300c | 1984-1985 | -76.5251 | 76.5251 | -66.2897 | 66.2897 | 155.121 | 93.0559
SE_S | d300d | 1984-1985 | -36.3061 | 36.3061 | -30.2082 | 30.2082 | 58.2031 | DE_N | d300d | 1984-1985 | -126.243 | 126.243 | -70.3666 | 70.3666 | 177.879 | 100.841
SE_S | d300e | 1984-1985 | -46.0417 | 46.0417 | -29.6157 | 29.6157 | 58.4862 | DE_N | d300e | 1984-1985 | -170.994 | 170.994 | -70.6204 | 70.6204 | 176.653 | 101.494
SE_S | d300f | 1984-1985 | -30.9125 | 30.9125 | -30.2229 | 30.2229 | 55.6324 | DE_N | d300f | 1984-1985 | -115.209 | 115.209 | -74.4898 | 74.4898 | 181.171 | 104.786
SE_S | d300g | 1984-1985 | -29.3909 | 29.3909 | -29.3909 | 29.3909 | 37.0018 | DE_N | d300g | 1984-1985 | -78.0997 | 78.0997 | -71.8919 | 71.8919 | 148.907 | 97.2738
SE_S | d300h | 1984-1985 | -25.8396 | 25.8396 | -25.8396 | 25.8396 | 31.7994 | DE_N | d300h | 1984-1985 | -63.5755 | 63.5755 | -57.2198 | 57.2198 | 136.107 | 81.9905
SE_S | d301a | 1984-1985 | -23.9452 | 23.9452 | -23.9452 | 23.9452 | 29.6069 | DE_N | d301a | 1984-1985 | -58.7018 | 58.7018 | -51.0455 | 51.0455 | 136.859 | 76.3553
SE_S | d301b | 1984-1985 | -24.5321 | 24.5321 | -24.5321 | 24.5321 | 28.6346 | DE_N | d301b | 1984-1985 | -63.5576 | 63.5576 | -56.5937 | 56.5937 | 138.062 | 81.5103
SE_S | d301c | 1984-1985 | -27.0639 | 27.0639 | -27.0639 | 27.0639 | 35.956 | DE_N | d301c | 1984-1985 | -74.9277 | 74.9277 | -66.0887 | 66.0887 | 152.966 | 92.0324
SE_S | d301d | 1984-1985 | -30.0297 | 30.0297 | -28.1732 | 28.1732 | 56.3597 | DE_N | d301d | 1984-1985 | -141.44 | 141.44 | -69.0738 | 69.0738 | 177.631 | 99.2982
SE_S | d301e | 1984-1985 | -32.3377 | 32.3377 | -28.3392 | 28.3392 | 61.0827 | DE_N | d301e | 1984-1985 | -182.01 | 182.01 | -69.8131 | 69.8131 | 179.219 | 100.377
SE_S | d301f | 1984-1985 | -28.8855 | 28.8855 | -28.8855 | 28.8855 | 47.2554 | DE_N | d301f | 1984-1985 | -117.791 | 117.791 | -72.3621 | 72.3621 | 179.165 | 102.241
SE_S | d301g | 1984-1985 | -28.7521 | 28.7521 | -28.7521 | 28.7521 | 29.0175 | DE_N | d301g | 1984-1985 | -78.2778 | 78.2778 | -71.6743 | 71.6743 | 153.449 | 96.9232
SE_S | d301h | 1984-1985 | -25.4397 | 25.4397 | -25.4397 | 25.4397 | 29.9674 | DE_N | d301h | 1984-1985 | -65.0629 | 65.0629 | -57.7926 | 57.7926 | 139.765 | 82.9767
SE_S | d302a | 1984-1985 | -23.6901 | 23.6901 | -23.6901 | 23.6901 | 29.7863 | DE_N | d302a | 1984-1985 | -59.465 | 59.465 | -50.5724 | 50.5724 | 138.643 | 76.3839
SE_S | d302b | 1984-1985 | -23.9031 | 23.9031 | -23.9031 | 23.9031 | 31.8712 | DE_N | d302b | 1984-1985 | -63.5673 | 63.5673 | -54.9905 | 54.9905 | 140.631 | 80.651
SE_S | d302c | 1984-1985 | -25.6793 | 25.6793 | -25.6793 | 25.6793 | 38.2511 | DE_N | d302c | 1984-1985 | -72.4148 | 72.4148 | -61.1206 | 61.1206 | 152.748 | 87.8517
SE_S | d302d | 1984-1985 | -26.4913 | 26.4913 | -26.4913 | 26.4913 | 48.0692 | DE_N | d302d | 1984-1985 | -110.8 | 110.8 | -64.5318 | 64.5318 | 171.2 | 94.2291
SE_S | d302e | 1984-1985 | -26.735 | 26.735 | -26.735 | 26.735 | 54.2726 | DE_N | d302e | 1984-1985 | -151.097 | 151.097 | -65.1026 | 65.1026 | 174.104 | 95.43
SE_S | d302f | 1984-1985 | -28.2334 | 28.2334 | -28.2334 | 28.2334 | 51.1194 | DE_N | d302f | 1984-1985 | -110.328 | 110.328 | -69.5094 | 69.5094 | 176.421 | 99.3194
SE_S | d302g | 1984-1985 | -28.7331 | 28.7331 | -28.7331 | 28.7331 | 40.3457 | DE_N | d302g | 1984-1985 | -75.9142 | 75.9142 | -69.3002 | 69.3002 | 151.424 | 94.8114
SE_S | d302h | 1984-1985 | -25.2935 | 25.2935 | -25.2935 | 25.2935 | 36.7666 | DE_N | d302h | 1984-1985 | -60.3378 | 60.3378 | -54.9225 | 54.9225 | 132.363 | 79.1211
SE_S | d303a | 1984-1985 | -23.762 | 23.762 | -23.762 | 23.762 | 34.1898 | DE_N | d303a | 1984-1985 | -54.829 | 54.829 | -49.7839 | 49.7839 | 125.567 | 73.524
SE_S | d303b | 1984-1985 | -23.9252 | 23.9252 | -23.9252 | 23.9252 | 32.4599 | DE_N | d303b | 1984-1985 | -57.9575 | 57.9575 | -53.0731 | 53.0731 | 127.225 | 76.6507
SE_S | d303c | 1984-1985 | -26.5022 | 26.5022 | -26.5022 | 26.5022 | 34.4886 | DE_N | d303c | 1984-1985 | -67.2603 | 67.2603 | -60.2994 | 60.2994 | 146.437 | 85.6845
SE_S | d303d | 1984-1985 | -28.578 | 28.578 | -28.578 | 28.578 | 44.4135 | DE_N | d303d | 1984-1985 | -115.041 | 115.041 | -68.5975 | 68.5975 | 175.7 | 99.0188
SE_S | d303e | 1984-1985 | -28.7996 | 28.7996 | -28.7996 | 28.7996 | 52.255 | DE_N | d303e | 1984-1985 | -167.353 | 167.353 | -70.236 | 70.236 | 177.839 | 101.461
SE_S | d303f | 1984-1985 | -29.3514 | 29.3514 | -29.3514 | 29.3514 | 45.4507 | DE_N | d303f | 1984-1985 | -120.665 | 120.665 | -71.955 | 71.955 | 179.931 | 102.707
SE_S | d303g | 1984-1985 | -28.2274 | 28.2274 | -28.2274 | 28.2274 | 30.6337 | DE_N | d303g | 1984-1985 | -71.7196 | 71.7196 | -66.254 | 66.254 | 152.929 | 91.2056
SE_S | d303h | 1984-1985 | -25.4192 | 25.4192 | -25.4192 | 25.4192 | 25.5662 | DE_N | d303h | 1984-1985 | -59.0904 | 59.0904 | -54.721 | 54.721 | 135.689 | 78.3167
SE_S | d304a | 1984-1985 | -23.8937 | 23.8937 | -23.8937 | 23.8937 | 24.2476 | DE_N | d304a | 1984-1985 | -54.5616 | 54.5616 | -50.351 | 50.351 | 131.71 | 73.5799
SE_S | d304b | 1984-1985 | -24.2782 | 24.2782 | -24.2782 | 24.2782 | 24.5555 | DE_N | d304b | 1984-1985 | -58.154 | 58.154 | -54.607 | 54.607 | 128.559 | 76.9514
SE_S | d304c | 1984-1985 | -26.9717 | 26.9717 | -26.9717 | 26.9717 | 31.1393 | DE_N | d304c | 1984-1985 | -67.3201 | 67.3201 | -63.2793 | 63.2793 | 140.048 | 86.7317
SE_S | d304d | 1984-1985 | -29.3495 | 29.3495 | -29.3495 | 29.3495 | 45.118 | DE_N | d304d | 1984-1985 | -89.7358 | 89.7358 | -69.9239 | 69.9239 | 176.176 | 99.2558
SE_S | d304e | 1984-1985 | -30.5228 | 30.5228 | -30.5228 | 30.5228 | 49.1251 | DE_N | d304e | 1984-1985 | -120.522 | 120.522 | -73.6323 | 73.6323 | 183.691 | 104.792
SE_S | d304f | 1984-1985 | -30.0267 | 30.0267 | -30.0267 | 30.0267 | 42.6408 | DE_N | d304f | 1984-1985 | -90.163 | 90.163 | -72.2064 | 72.2064 | 178.423 | 101.596
SE_S | d304g | 1984-1985 | -29.0738 | 29.0738 | -29.0738 | 29.0738 | 36.9173 | DE_N | d304g | 1984-1985 | -73.7509 | 73.7509 | -70.1359 | 70.1359 | 144.747 | 94.0279
SE_S | d304h | 1984-1985 | -25.7404 | 25.7404 | -25.7404 | 25.7404 | 36.3305 | DE_N | d304h | 1984-1985 | -60.4244 | 60.4244 | -57.083 | 57.083 | 129.9 | 79.8395
SE_S | d305a | 1984-1985 | -23.9877 | 23.9877 | -23.9877 | 23.9877 | 36.8044 | DE_N | d305a | 1984-1985 | -55.0888 | 55.0888 | -51.7054 | 51.7054 | 126.091 | 74.3019
SE_S | d305b | 1984-1985 | -24.2198 | 24.2198 | -24.2198 | 24.2198 | 36.9716 | DE_N | d305b | 1984-1985 | -60.6808 | 60.6808 | -57.3786 | 57.3786 | 129.967 | 79.8391
SE_S | d305c | 1984-1985 | -27.1812 | 27.1812 | -27.1812 | 27.1812 | 39.5117 | DE_N | d305c | 1984-1985 | -70.2721 | 70.2721 | -66.6078 | 66.6078 | 143.246 | 90.0901
SE_S | d305d | 1984-1985 | -29.1902 | 29.1902 | -29.1902 | 29.1902 | 44.662 | DE_N | d305d | 1984-1985 | -91.8313 | 91.8313 | -70.3655 | 70.3655 | 179.28 | 100.247
SE_S | d305e | 1984-1985 | -29.827 | 29.827 | -29.827 | 29.827 | 45.9478 | DE_N | d305e | 1984-1985 | -111.301 | 111.301 | -72.181 | 72.181 | 184.496 | 103.345
SE_S | d305f | 1984-1985 | -30.4633 | 30.4633 | -30.4633 | 30.4633 | 43.0783 | DE_N | d305f | 1984-1985 | -85.7594 | 85.7594 | -74.9338 | 74.9338 | 179.412 | 103.633
SE_S | d305g | 1984-1985 | -29.6873 | 29.6873 | -29.6873 | 29.6873 | 39.8454 | DE_N | d305g | 1984-1985 | -75.6432 | 75.6432 | -73.1389 | 73.1389 | 144.68 | 96.34
SE_S | d305h | 1984-1985 | -24.984 | 24.984 | -24.984 | 24.984 | 37.5151 | DE_N | d305h | 1984-1985 | -58.6771 | 58.6771 | -56.4063 | 56.4063 | 124.024 | 77.5167
SE_S | d306a | 1984-1985 | -22.0043 | 22.0043 | -22.0043 | 22.0043 | 36.162 | DE_N | d306a | 1984-1985 | -51.9893 | 51.9893 | -49.7075 | 49.7075 | 117.948 | 70.4001
SE_S | d306b | 1984-1985 | -22.4701 | 22.4701 | -22.4701 | 22.4701 | 35.9626 | DE_N | d306b | 1984-1985 | -58.9423 | 58.9423 | -56.7049 | 56.7049 | 123.282 | 77.2853
SE_S | d306c | 1984-1985 | -26.7274 | 26.7274 | -26.7274 | 26.7274 | 38.4655 | DE_N | d306c | 1984-1985 | -72.6355 | 72.6355 | -69.9703 | 69.9703 | 145.343 | 92.8265
SE_S | d306d | 1984-1985 | -28.4193 | 28.4193 | -28.4193 | 28.4193 | 38.3236 | DE_N | d306d | 1984-1985 | -89.8131 | 89.8131 | -73.7353 | 73.7353 | 183.353 | 104.007
SE_S | d306e | 1984-1985 | -28.7685 | 28.7685 | -28.7685 | 28.7685 | 35.9251 | DE_N | d306e | 1984-1985 | -103.65 | 103.65 | -73.1559 | 73.1559 | 189.102 | 105.133
SE_S | d306f | 1984-1985 | -29.8308 | 29.8308 | -29.8308 | 29.8308 | 29.7297 | DE_N | d306f | 1984-1985 | -83.1598 | 83.1598 | -76.5068 | 76.5068 | 183.798 | 104.477
SE_S | d306g | 1984-1985 | -28.5025 | 28.5025 | -28.5025 | 28.5025 | 22.5166 | DE_N | d306g | 1984-1985 | -74.8771 | 74.8771 | -72.5645 | 72.5645 | 145.344 | 95.7724
SE_S | d306h | 1984-1985 | -24.7531 | 24.7531 | -24.7531 | 24.7531 | 20.9686 | DE_N | d306h | 1984-1985 | -59.0233 | 59.0233 | -56.7315 | 56.7315 | 129.448 | 78.944
SE_S | d307a | 1984-1985 | -21.8492 | 21.8492 | -21.8492 | 21.8492 | 19.8715 | DE_N | d307a | 1984-1985 | -51.9537 | 51.9537 | -49.415 | 49.415 | 128.389 | 72.0178
SE_S | d307b | 1984-1985 | -22.296 | 22.296 | -22.296 | 22.296 | 20.3162 | DE_N | d307b | 1984-1985 | -59.4566 | 59.4566 | -56.7399 | 56.7399 | 139.639 | 79.9125
SE_S | d307c | 1984-1985 | -26.5228 | 26.5228 | -26.5228 | 26.5228 | 26.2315 | DE_N | d307c | 1984-1985 | -72.3714 | 72.3714 | -69.4906 | 69.4906 | 154.139 | 93.5794
SE_S | d307d | 1984-1985 | -28.4606 | 28.4606 | -28.4606 | 28.4606 | 33.4207 | DE_N | d307d | 1984-1985 | -80.0234 | 80.0234 | -74.7286 | 74.7286 | 180.821 | 102.571
SE_S | d307e | 1984-1985 | -28.6018 | 28.6018 | -28.6018 | 28.6018 | 38.5737 | DE_N | d307e | 1984-1985 | -100.08 | 100.08 | -74.1205 | 74.1205 | 194.851 | 111.884
SE_S | d307f | 1984-1985 | -29.1192 | 29.1192 | -29.1192 | 29.1192 | 33.8422 | DE_N | d307f | 1984-1985 | -82.8905 | 82.8905 | -76.5843 | 76.5843 | 187.322 | 107.501
SE_S | d307g | 1984-1985 | -27.8227 | 27.8227 | -27.8227 | 27.8227 | 20.3001 | DE_N | d307g | 1984-1985 | -72.1176 | 72.1176 | -71.9121 | 71.9121 | 138.943 | 77.7885
SE_S | d307h | 1984-1985 | -24.4023 | 24.4023 | -24.4023 | 24.4023 | 17.473 | DE_N | d307h | 1984-1985 | -57.1443 | 57.1443 | -57.1443 | 57.1443 | 114.493 | 57.1443
SE_S | d308a | 1984-1985 | -21.9223 | 21.9223 | -21.9223 | 21.9223 | 18.206 | DE_N | d308a | 1984-1985 | -50.6843 | 50.6843 | -50.6843 | 50.6843 | 95.5498 | 50.6843
SE_S | d308b | 1984-1985 | -22.2696 | 22.2696 | -22.2696 | 22.2696 | 19.1358 | DE_N | d308b | 1984-1985 | -57.7286 | 57.7286 | -57.7286 | 57.7286 | 87.2969 | 57.7286
SE_S | d308c | 1984-1985 | -25.4415 | 25.4415 | -25.4415 | 25.4415 | 21.9289 | DE_N | d308c | 1984-1985 | -67.5544 | 67.5544 | -67.5544 | 67.5544 | 94.7097 | 67.5544
SE_S | d308d | 1984-1985 | -27.0891 | 27.0891 | -27.0891 | 27.0891 | 30.8875 | DE_N | d308d | 1984-1985 | -73.2401 | 73.2401 | -73.2401 | 73.2401 | 117.141 | 73.2401
SE_S | d308e | 1984-1985 | -26.9788 | 26.9788 | -26.9788 | 26.9788 | 36.1455 | DE_N | d308e | 1984-1985 | -73.1097 | 73.1097 | -73.0757 | 73.0757 | 140.251 | 73.2187
SE_S | d308f | 1984-1985 | -27.7322 | 27.7322 | -27.7322 | 27.7322 | 28.4258 | DE_N | d308f | 1984-1985 | -75.9587 | 75.9587 | -75.9587 | 75.9587 | 117.116 | 75.9587
SE_S | d308g | 1984-1985 | -27.6497 | 27.6497 | -27.6497 | 27.6497 | 14.7394 | DE_N | d308g | 1984-1985 | -72.8699 | 72.8699 | -72.8699 | 72.8699 | 71.2893 | 72.8699
SE_S | d308h | 1984-1985 | -23.9511 | 23.9511 | -23.9511 | 23.9511 | 11.6607 | DE_N | d308h | 1984-1985 | -55.732 | 55.732 | -55.732 | 55.732 | 53.7137 | 55.732
SE_S | d309a | 1984-1985 | -21.864 | 21.864 | -21.864 | 21.864 | 11.9752 | DE_N | d309a | 1984-1985 | -49.7606 | 49.7606 | -49.7606 | 49.7606 | 50.1804 | 49.7606
SE_S | d309b | 1984-1985 | -22.0466 | 22.0466 | -22.0466 | 22.0466 | 13.0373 | DE_N | d309b | 1984-1985 | -54.9591 | 54.9591 | -54.9591 | 54.9591 | 56.7622 | 54.9591
SE_S | d309c | 1984-1985 | -23.3303 | 23.3303 | -23.3303 | 23.3303 | 17.9883 | DE_N | d309c | 1984-1985 | -61.1211 | 61.1211 | -61.1211 | 61.1211 | 76.3758 | 61.1211
SE_S | d309d | 1984-1985 | -25.2648 | 25.2648 | -25.2648 | 25.2648 | 28.2283 | DE_N | d309d | 1984-1985 | -67.5911 | 67.5911 | -67.5911 | 67.5911 | 132.104 | 67.5911
SE_S | d309e | 1984-1985 | -25.6905 | 25.6905 | -25.6905 | 25.6905 | 34.7909 | DE_N | d309e | 1984-1985 | -69.1962 | 69.1962 | -68.9996 | 68.9996 | 152.28 | 73.1477
SE_S | d309f | 1984-1985 | -26.3713 | 26.3713 | -26.3713 | 26.3713 | 30.2596 | DE_N | d309f | 1984-1985 | -71.9178 | 71.9178 | -71.9178 | 71.9178 | 107.777 | 71.9178
SE_S | d309g | 1984-1985 | -27.0624 | 27.0624 | -27.0624 | 27.0624 | 18.9172 | DE_N | d309g | 1984-1985 | -71.3794 | 71.3794 | -71.3794 | 71.3794 | 74.2527 | 71.3794
SE_S | d309h | 1984-1985 | -23.8085 | 23.8085 | -23.8085 | 23.8085 | 12.9925 | DE_N | d309h | 1984-1985 | -57.2743 | 57.2743 | -57.2743 | 57.2743 | 57.1907 | 57.2743
SE_S | d310a | 1984-1985 | -22.0058 | 22.0058 | -22.0058 | 22.0058 | 9.8797 | DE_N | d310a | 1984-1985 | -50.0977 | 50.0977 | -50.0977 | 50.0977 | 53.8981 | 50.0977
SE_S | d310b | 1984-1985 | -22.4389 | 22.4389 | -22.4389 | 22.4389 | 10.025 | DE_N | d310b | 1984-1985 | -57.0487 | 57.0487 | -57.0487 | 57.0487 | 61.6703 | 57.0487
SE_S | d310c | 1984-1985 | -24.3667 | 24.3667 | -24.3667 | 24.3667 | 15.2547 | DE_N | d310c | 1984-1985 | -64.3307 | 64.3307 | -64.3307 | 64.3307 | 80.3934 | 64.3307
SE_S | d310d | 1984-1985 | -27.2686 | 27.2686 | -27.2686 | 27.2686 | 26.7571 | DE_N | d310d | 1984-1985 | -73.5845 | 73.5845 | -73.3706 | 73.3706 | 149.473 | 87.4545
SE_S | d310e | 1984-1985 | -27.7635 | 27.7635 | -27.7635 | 27.7635 | 33.1552 | DE_N | d310e | 1984-1985 | -76.2834 | 76.2834 | -76.0403 | 76.0403 | 169.97 | 94.4166
SE_S | d310f | 1984-1985 | -28.1628 | 28.1628 | -28.1628 | 28.1628 | 29.6923 | DE_N | d310f | 1984-1985 | -77.8799 | 77.8799 | -77.6409 | 77.6409 | 158.049 | 96.0841
SE_S | d310g | 1984-1985 | -26.5495 | 26.5495 | -26.5495 | 26.5495 | 21.7756 | DE_N | d310g | 1984-1985 | -69.9981 | 69.9981 | -69.764 | 69.764 | 131.337 | 84.3085
SE_S | d310h | 1984-1985 | -23.9452 | 23.9452 | -23.9452 | 23.9452 | 22.1942 | DE_N | d310h | 1984-1985 | -57.3492 | 57.3492 | -57.0893 | 57.0893 | 129.889 | 68.3278
SE_S | d311a | 1984-1985 | -21.9578 | 21.9578 | -21.9578 | 21.9578 | 18.9422 | DE_N | d311a | 1984-1985 | -49.9486 | 49.9486 | -49.6712 | 49.6712 | 122.182 | 58.1923
SE_S | d311b | 1984-1985 | -22.5368 | 22.5368 | -22.5368 | 22.5368 | 20.2086 | DE_N | d311b | 1984-1985 | -56.4559 | 56.4559 | -56.1739 | 56.1739 | 120.715 | 64.428
SE_S | d311c | 1984-1985 | -25.7269 | 25.7269 | -25.7269 | 25.7269 | 31.145 | DE_N | d311c | 1984-1985 | -67.7603 | 67.7603 | -66.3724 | 66.3724 | 150.153 | 87.3346
SE_S | d311d | 1984-1985 | -27.5364 | 27.5364 | -27.5364 | 27.5364 | 52.7715 | DE_N | d311d | 1984-1985 | -137.23 | 137.23 | -74.0155 | 74.0155 | 192.266 | 124.191
SE_S | d311e | 1984-1985 | -28.6369 | 28.6369 | -28.5391 | 28.5391 | 59.938 | DE_N | d311e | 1984-1985 | -217.207 | 217.207 | -79.2228 | 79.2228 | 184.058 | 129.374
SE_S | d311f | 1984-1985 | -28.8762 | 28.8762 | -28.8762 | 28.8762 | 53.8709 | DE_N | d311f | 1984-1985 | -120.724 | 120.724 | -79.6149 | 79.6149 | 195.539 | 126.273
SE_S | d311g | 1984-1985 | -27.7324 | 27.7324 | -27.7324 | 27.7324 | 40.2112 | DE_N | d311g | 1984-1985 | -80.6916 | 80.6916 | -72.87 | 72.87 | 162.1 | 105.015
SE_S | d311h | 1984-1985 | -24.2117 | 24.2117 | -24.2117 | 24.2117 | 36.9555 | DE_N | d311h | 1984-1985 | -64.0193 | 64.0193 | -56.0263 | 56.0263 | 145.891 | 88.0395
SE_S | d312a | 1984-1985 | -21.8142 | 21.8142 | -21.8142 | 21.8142 | 35.143 | DE_N | d312a | 1984-1985 | -58.036 | 58.036 | -48.9322 | 48.9322 | 142.2 | 82.0505
SE_S | d312b | 1984-1985 | -22.2351 | 22.2351 | -22.2351 | 22.2351 | 35.6954 | DE_N | d312b | 1984-1985 | -64.4684 | 64.4684 | -55.8543 | 55.8543 | 145.44 | 88.2933
SE_S | d312c | 1984-1985 | -25.9933 | 25.9933 | -25.9933 | 25.9933 | 44.4043 | DE_N | d312c | 1984-1985 | -81.1771 | 81.1771 | -69.1124 | 69.1124 | 166.917 | 105.002
SE_S | d312d | 1984-1985 | -36.1613 | 36.1613 | -27.1572 | 27.1572 | 60.2915 | DE_N | d312d | 1984-1985 | -153.424 | 153.424 | -73.8779 | 73.8779 | 189.845 | 120.169
SE_S | d312e | 1984-1985 | -47.0868 | 47.0868 | -28.0245 | 28.0245 | 59.9441 | DE_N | d312e | 1984-1985 | -210.324 | 210.324 | -77.2945 | 77.2945 | 190.1 | 124.308
SE_S | d312f | 1984-1985 | -31.3286 | 31.3286 | -28.4458 | 28.4458 | 57.6595 | DE_N | d312f | 1984-1985 | -136.943 | 136.943 | -78.9738 | 78.9738 | 193.972 | 124.701
SE_S | d312g | 1984-1985 | -27.1673 | 27.1673 | -27.1673 | 27.1673 | 39.5963 | DE_N | d312g | 1984-1985 | -81.3946 | 81.3946 | -72.8878 | 72.8878 | 160.999 | 105.096
SE_S | d312h | 1984-1985 | -23.9985 | 23.9985 | -23.9985 | 23.9985 | 35.7032 | DE_N | d312h | 1984-1985 | -64.4361 | 64.4361 | -56.0344 | 56.0344 | 145.449 | 87.9722
SE_S | d313a | 1984-1985 | -21.4951 | 21.4951 | -21.4951 | 21.4951 | 34.4586 | DE_N | d313a | 1984-1985 | -57.6666 | 57.6666 | -48.4057 | 48.4057 | 141.54 | 81.2433
SE_S | d313b | 1984-1985 | -22.1129 | 22.1129 | -22.1129 | 22.1129 | 34.8656 | DE_N | d313b | 1984-1985 | -63.6551 | 63.6551 | -55.0897 | 55.0897 | 144.933 | 87.154
SE_S | d313c | 1984-1985 | -26.2613 | 26.2613 | -26.2613 | 26.2613 | 42.5539 | DE_N | d313c | 1984-1985 | -80.4259 | 80.4259 | -69.3089 | 69.3089 | 165.326 | 104.084
SE_S | d313d | 1984-1985 | -36.9551 | 36.9551 | -27.2581 | 27.2581 | 58.5706 | DE_N | d313d | 1984-1985 | -146.06 | 146.06 | -73.5032 | 73.5032 | 190.141 | 119.356
SE_S | d313e | 1984-1985 | -44.6107 | 44.6107 | -27.2669 | 27.2669 | 59.9325 | DE_N | d313e | 1984-1985 | -187.337 | 187.337 | -72.9177 | 72.9177 | 187.925 | 119.489
SE_S | d313f | 1984-1985 | -29.1574 | 29.1574 | -28.0974 | 28.0974 | 56.64 | DE_N | d313f | 1984-1985 | -128.17 | 128.17 | -76.0222 | 76.0222 | 192.677 | 121.371
SE_S | d313g | 1984-1985 | -27.5245 | 27.5245 | -27.5245 | 27.5245 | 37.1578 | DE_N | d313g | 1984-1985 | -78.0077 | 78.0077 | -71.6232 | 71.6232 | 161.342 | 101.414
SE_S | d313h | 1984-1985 | -24.1984 | 24.1984 | -24.1984 | 24.1984 | 33.4677 | DE_N | d313h | 1984-1985 | -60.7462 | 60.7462 | -55.312 | 55.312 | 142.705 | 83.7582
SE_S | d314a | 1984-1985 | -21.7112 | 21.7112 | -21.7112 | 21.7112 | 33.041 | DE_N | d314a | 1984-1985 | -52.4966 | 52.4966 | -47.2215 | 47.2215 | 135.938 | 75.4606
SE_S | d314b | 1984-1985 | -22.2759 | 22.2759 | -22.2759 | 22.2759 | 33.9937 | DE_N | d314b | 1984-1985 | -57.377 | 57.377 | -53.1989 | 53.1989 | 132.351 | 79.9443
SE_S | d314c | 1984-1985 | -26.3783 | 26.3783 | -26.3783 | 26.3783 | 40.9977 | DE_N | d314c | 1984-1985 | -72.0041 | 72.0041 | -67.7614 | 67.7614 | 147.363 | 94.7553
SE_S | d314d | 1984-1985 | -28.5287 | 28.5287 | -28.2333 | 28.2333 | 56.5861 | DE_N | d314d | 1984-1985 | -96.3687 | 96.3687 | -75.0414 | 75.0414 | 191.051 | 116.832
SE_S | d314e | 1984-1985 | -28.1427 | 28.1427 | -27.7698 | 27.7698 | 58.9721 | DE_N | d314e | 1984-1985 | -113.001 | 113.001 | -73.1244 | 73.1244 | 191.034 | 118.521
SE_S | d314f | 1984-1985 | -28.6113 | 28.6113 | -28.6113 | 28.6113 | 47.8403 | DE_N | d314f | 1984-1985 | -79.532 | 79.532 | -76.2765 | 76.2765 | 164.283 | 102.227
SE_S | d314g | 1984-1985 | -27.7476 | 27.7476 | -27.7476 | 27.7476 | 36.2627 | DE_N | d314g | 1984-1985 | -72.699 | 72.699 | -72.699 | 72.699 | 113.397 | 72.699
SE_S | d314h | 1984-1985 | -23.9508 | 23.9508 | -23.9508 | 23.9508 | 30.1397 | DE_N | d314h | 1984-1985 | -54.9698 | 54.9698 | -54.9698 | 54.9698 | 95.479 | 54.9698
SE_S | d315a | 1984-1985 | -21.6864 | 21.6864 | -21.6864 | 21.6864 | 26.6246 | DE_N | d315a | 1984-1985 | -47.9249 | 47.9249 | -47.9249 | 47.9249 | 90.7337 | 47.9249
SE_S | d315b | 1984-1985 | -22.1344 | 22.1344 | -22.1344 | 22.1344 | 23.9622 | DE_N | d315b | 1984-1985 | -53.667 | 53.667 | -53.667 | 53.667 | 89.0673 | 53.667
SE_S | d315c | 1984-1985 | -25.3188 | 25.3188 | -25.3188 | 25.3188 | 26.1014 | DE_N | d315c | 1984-1985 | -64.8411 | 64.8411 | -64.8411 | 64.8411 | 103.082 | 64.8411
SE_S | d315d | 1984-1985 | -26.3953 | 26.3953 | -26.3953 | 26.3953 | 36.0239 | DE_N | d315d | 1984-1985 | -69.893 | 69.893 | -69.893 | 69.893 | 138.253 | 69.893
SE_S | d315e | 1984-1985 | -26.7347 | 26.7347 | -26.7347 | 26.7347 | 37.4765 | DE_N | d315e | 1984-1985 | -71.498 | 71.498 | -71.3077 | 71.3077 | 155.33 | 74.8036
SE_S | d315f | 1984-1985 | -27.331 | 27.331 | -27.331 | 27.331 | 25.1449 | DE_N | d315f | 1984-1985 | -73.6507 | 73.6507 | -73.6507 | 73.6507 | 132.192 | 73.6507
SE_S | d315g | 1984-1985 | -26.8656 | 26.8656 | -26.8656 | 26.8656 | 12.7265 | DE_N | d315g | 1984-1985 | -70.1636 | 70.1636 | -70.1636 | 70.1636 | 95.9941 | 70.1636
SE_S | d315h | 1984-1985 | -23.6312 | 23.6312 | -23.6312 | 23.6312 | 9.4829 | DE_N | d315h | 1984-1985 | -54.2982 | 54.2982 | -54.2982 | 54.2982 | 80.9444 | 54.2982
SE_S | d316a | 1984-1985 | -21.7749 | 21.7749 | -21.7749 | 21.7749 | 8.6519 | DE_N | d316a | 1984-1985 | -48.0471 | 48.0471 | -48.0471 | 48.0471 | 69.7618 | 48.0471
SE_S | d316b | 1984-1985 | -21.8446 | 21.8446 | -21.8446 | 21.8446 | 9.6559 | DE_N | d316b | 1984-1985 | -51.9664 | 51.9664 | -51.9664 | 51.9664 | 68.3884 | 51.9664
SE_S | d316c | 1984-1985 | -22.8803 | 22.8803 | -22.8803 | 22.8803 | 14.0608 | DE_N | d316c | 1984-1985 | -59.7682 | 59.7682 | -59.7682 | 59.7682 | 88.1043 | 59.7682
SE_S | d316d | 1984-1985 | -24.0418 | 24.0418 | -24.0418 | 24.0418 | 28.3999 | DE_N | d316d | 1984-1985 | -66.8872 | 66.8872 | -64.6445 | 64.6445 | 156.335 | 88.578
SE_S | d316e | 1984-1985 | -24.3551 | 24.3551 | -24.3551 | 24.3551 | 35.9319 | DE_N | d316e | 1984-1985 | -95.0257 | 95.0257 | -66.0979 | 66.0979 | 177.312 | 110.683
SE_S | d316f | 1984-1985 | -25.4396 | 25.4396 | -25.4396 | 25.4396 | 28.0972 | DE_N | d316f | 1984-1985 | -72.3594 | 72.3594 | -69.7979 | 69.7979 | 165.69 | 94.4479
SE_S | d316g | 1984-1985 | -25.8952 | 25.8952 | -25.8952 | 25.8952 | 16.8355 | DE_N | d316g | 1984-1985 | -70.3765 | 70.3765 | -68.5327 | 68.5327 | 142.183 | 91.7333
SE_S | d316h | 1984-1985 | -23.1534 | 23.1534 | -23.1534 | 23.1534 | 15.4394 | DE_N | d316h | 1984-1985 | -57.2102 | 57.2102 | -55.3132 | 55.3132 | 130.537 | 78.334
SE_S | d317a | 1984-1985 | -21.8467 | 21.8467 | -21.8467 | 21.8467 | 16.5883 | DE_N | d317a | 1984-1985 | -51.0904 | 51.0904 | -49.0295 | 49.0295 | 128.59 | 72.3539
SE_S | d317b | 1984-1985 | -22.2825 | 22.2825 | -22.2825 | 22.2825 | 19.3892 | DE_N | d317b | 1984-1985 | -57.4526 | 57.4526 | -55.2397 | 55.2397 | 134.509 | 78.8759
SE_S | d317c | 1984-1985 | -23.5866 | 23.5866 | -23.5866 | 23.5866 | 28.5494 | DE_N | d317c | 1984-1985 | -67.2099 | 67.2099 | -63.3493 | 63.3493 | 154.855 | 89.8064
SE_S | d317d | 1984-1985 | -25.7239 | 25.7239 | -25.7239 | 25.7239 | 47.8364 | DE_N | d317d | 1984-1985 | -143.937 | 143.937 | -70.8964 | 70.8964 | 167.38 | 117.326
SE_S | d317e | 1984-1985 | -26.9767 | 26.9767 | -26.9767 | 26.9767 | 54.3498 | DE_N | d317e | 1984-1985 | -193.637 | 193.637 | -74.4079 | 74.4079 | 169.302 | 121.664
SE_S | d317f | 1984-1985 | -26.6442 | 26.6442 | -26.6442 | 26.6442 | 43.7206 | DE_N | d317f | 1984-1985 | -119.934 | 119.934 | -73.7152 | 73.7152 | 180.426 | 118.959
SE_S | d317g | 1984-1985 | -25.4285 | 25.4285 | -25.4285 | 25.4285 | 28.6113 | DE_N | d317g | 1984-1985 | -74.4066 | 74.4066 | -68.708 | 68.708 | 158.886 | 97.6575
SE_S | d317h | 1984-1985 | -23.3639 | 23.3639 | -23.3639 | 23.3639 | 26.1614 | DE_N | d317h | 1984-1985 | -61.9728 | 61.9728 | -56.7387 | 56.7387 | 145.471 | 84.9682
SE_S | d318a | 1984-1985 | -21.9527 | 21.9527 | -21.9527 | 21.9527 | 25.2069 | DE_N | d318a | 1984-1985 | -55.5975 | 55.5975 | -50.7227 | 50.7227 | 137.262 | 78.4339
SE_S | d318b | 1984-1985 | -22.3297 | 22.3297 | -22.3297 | 22.3297 | 25.0227 | DE_N | d318b | 1984-1985 | -61.9573 | 61.9573 | -57.7212 | 57.7212 | 137.838 | 84.5424
SE_S | d318c | 1984-1985 | -25.6511 | 25.6511 | -25.6511 | 25.6511 | 33.0961 | DE_N | d318c | 1984-1985 | -74.2867 | 74.2867 | -69.1405 | 69.1405 | 155.321 | 97.253
SE_S | d318d | 1984-1985 | -27.0744 | 27.0744 | -27.0744 | 27.0744 | 51.9996 | DE_N | d318d | 1984-1985 | -103.279 | 103.279 | -74.799 | 74.799 | 190.45 | 117.79
SE_S | d318e | 1984-1985 | -28.3249 | 28.3249 | -28.3249 | 28.3249 | 58.2768 | DE_N | d318e | 1984-1985 | -134.845 | 134.845 | -78.6824 | 78.6824 | 197.296 | 124.411
SE_S | d318f | 1984-1985 | -28.1237 | 28.1237 | -28.1237 | 28.1237 | 47.0732 | DE_N | d318f | 1984-1985 | -98.3052 | 98.3052 | -77.753 | 77.753 | 190.563 | 118.856
SE_S | d318g | 1984-1985 | -26.6388 | 26.6388 | -26.6388 | 26.6388 | 33.8781 | DE_N | d318g | 1984-1985 | -76.8613 | 76.8613 | -71.8208 | 71.8208 | 156.893 | 99.942
SE_S | d318h | 1984-1985 | -24.2756 | 24.2756 | -24.2756 | 24.2756 | 30.953 | DE_N | d318h | 1984-1985 | -62.9613 | 62.9613 | -58.2311 | 58.2311 | 142.785 | 85.9013
SE_S | d319a | 1984-1985 | -21.8965 | 21.8965 | -21.8965 | 21.8965 | 28.713 | DE_N | d319a | 1984-1985 | -55.7241 | 55.7241 | -50.9761 | 50.9761 | 136.511 | 78.6784
SE_S | d319b | 1984-1985 | -22.3036 | 22.3036 | -22.3036 | 22.3036 | 29.2887 | DE_N | d319b | 1984-1985 | -63.4308 | 63.4308 | -58.8827 | 58.8827 | 141.603 | 86.3511
SE_S | d319c | 1984-1985 | -25.8892 | 25.8892 | -25.8892 | 25.8892 | 37.6799 | DE_N | d319c | 1984-1985 | -77.9567 | 77.9567 | -71.4706 | 71.4706 | 166.126 | 101.643
SE_S | d319d | 1984-1985 | -27.1986 | 27.1986 | -27.1985 | 27.1985 | 55.1896 | DE_N | d319d | 1984-1985 | -163.631 | 163.631 | -76.9674 | 76.9674 | 178.634 | 124.235
SE_S | d319e | 1984-1985 | -27.6857 | 27.6857 | -27.6857 | 27.6857 | 64.4712 | DE_N | d319e | 1984-1985 | -209.965 | 209.965 | -78.4175 | 78.4175 | 175.621 | 126.604
SE_S | d319f | 1984-1985 | -28.0479 | 28.0479 | -28.0479 | 28.0479 | 50.7166 | DE_N | d319f | 1984-1985 | -123.54 | 123.54 | -79.2583 | 79.2583 | 188.169 | 125.755
SE_S | d319g | 1984-1985 | -27.4469 | 27.4469 | -27.4469 | 27.4469 | 32.3724 | DE_N | d319g | 1984-1985 | -75.723 | 75.723 | -75.0154 | 75.0154 | 148.848 | 93.7955
SE_S | d319h | 1984-1985 | -23.6396 | 23.6396 | -23.6396 | 23.6396 | 32.7134 | DE_N | d319h | 1984-1985 | -58.9306 | 58.9306 | -58.25 | 58.25 | 126.508 | 72.4321
SE_S | d320a | 1984-1985 | -21.6833 | 21.6833 | -21.6833 | 21.6833 | 33.0764 | DE_N | d320a | 1984-1985 | -51.7129 | 51.7129 | -51.0421 | 51.0421 | 120.676 | 62.8699
SE_S | d320b | 1984-1985 | -22.0796 | 22.0796 | -22.0796 | 22.0796 | 32.9077 | DE_N | d320b | 1984-1985 | -59.2959 | 59.2959 | -58.6632 | 58.6632 | 118.075 | 69.8868
SE_S | d320c | 1984-1985 | -26.4459 | 26.4459 | -26.4459 | 26.4459 | 38.7664 | DE_N | d320c | 1984-1985 | -74.456 | 74.456 | -73.832 | 73.832 | 136.824 | 90.0005
SE_S | d320d | 1984-1985 | -28.0282 | 28.0282 | -28.0282 | 28.0282 | 49.5152 | DE_N | d320d | 1984-1985 | -80.7304 | 80.7304 | -80.0597 | 80.0597 | 167.913 | 100.224
SE_S | d320e | 1984-1985 | -27.793 | 27.793 | -27.793 | 27.793 | 48.9942 | DE_N | d320e | 1984-1985 | -81.0667 | 81.0667 | -80.309 | 80.309 | 165.023 | 100.986
SE_S | d320f | 1984-1985 | -28.7903 | 28.7903 | -28.7903 | 28.7903 | 37.2208 | DE_N | d320f | 1984-1985 | -83.5355 | 83.5355 | -83.5355 | 83.5355 | 131.513 | 83.5355
SE_S | d320g | 1984-1985 | -27.5049 | 27.5049 | -27.5049 | 27.5049 | 21.6187 | DE_N | d320g | 1984-1985 | -75.3331 | 75.3331 | -75.3331 | 75.3331 | 82.7375 | 75.3331
SE_S | d320h | 1984-1985 | -24.2461 | 24.2461 | -24.2461 | 24.2461 | 18.8616 | DE_N | d320h | 1984-1985 | -58.6005 | 58.6005 | -58.6005 | 58.6005 | 68.7428 | 58.6005
SE_S | d321a | 1984-1985 | -21.7293 | 21.7293 | -21.7293 | 21.7293 | 16.9543 | DE_N | d321a | 1984-1985 | -51.1211 | 51.1211 | -51.1211 | 51.1211 | 63.4118 | 51.1211
SE_S | d321b | 1984-1985 | -22.1877 | 22.1877 | -22.1877 | 22.1877 | 16.7171 | DE_N | d321b | 1984-1985 | -58.4856 | 58.4856 | -58.4856 | 58.4856 | 65.4294 | 58.4856
SE_S | d321c | 1984-1985 | -26.3825 | 26.3825 | -26.3825 | 26.3825 | 22.1726 | DE_N | d321c | 1984-1985 | -73.272 | 73.272 | -73.272 | 73.272 | 85.1933 | 73.272
SE_S | d321d | 1984-1985 | -27.8211 | 27.8211 | -27.8211 | 27.8211 | 40.1039 | DE_N | d321d | 1984-1985 | -79.615 | 79.615 | -79.615 | 79.615 | 134.945 | 79.615
SE_S | d321e | 1984-1985 | -27.6252 | 27.6252 | -27.6252 | 27.6252 | 41.7245 | DE_N | d321e | 1984-1985 | -89.4894 | 89.4894 | -79.7151 | 79.7151 | 181.549 | 119.657
SE_S | d321f | 1984-1985 | -28.5506 | 28.5506 | -28.5506 | 28.5506 | 30.7272 | DE_N | d321f | 1984-1985 | -82.378 | 82.378 | -82.378 | 82.378 | 151.975 | 82.378
SE_S | d321g | 1984-1985 | -27.3859 | 27.3859 | -27.3859 | 27.3859 | 15.7673 | DE_N | d321g | 1984-1985 | -75.4506 | 75.4506 | -75.4506 | 75.4506 | 114.816 | 75.4506
SE_S | d321h | 1984-1985 | -24.1239 | 24.1239 | -24.1239 | 24.1239 | 10.7852 | DE_N | d321h | 1984-1985 | -59.1155 | 59.1155 | -59.1155 | 59.1155 | 99.6146 | 59.1155
SE_S | d322a | 1984-1985 | -21.699 | 21.699 | -21.699 | 21.699 | 9.7672 | DE_N | d322a | 1984-1985 | -51.8422 | 51.8422 | -51.8422 | 51.8422 | 93.4267 | 51.8422
SE_S | d322b | 1984-1985 | -22.2357 | 22.2357 | -22.2357 | 22.2357 | 11.3118 | DE_N | d322b | 1984-1985 | -59.3273 | 59.3273 | -59.3273 | 59.3273 | 93.5847 | 59.3273
SE_S | d322c | 1984-1985 | -25.354 | 25.354 | -25.354 | 25.354 | 17.8307 | DE_N | d322c | 1984-1985 | -70.5213 | 70.5213 | -70.5213 | 70.5213 | 108.95 | 70.5213
SE_S | d322d | 1984-1985 | -26.653 | 26.653 | -26.653 | 26.653 | 30.0323 | DE_N | d322d | 1984-1985 | -77.3402 | 77.3402 | -75.7736 | 75.7736 | 173.083 | 98.9106
SE_S | d322e | 1984-1985 | -27.0444 | 27.0444 | -27.0444 | 27.0444 | 34.1982 | DE_N | d322e | 1984-1985 | -101.406 | 101.406 | -78.7053 | 78.7053 | 194.989 | 128.952
SE_S | d322f | 1984-1985 | -27.3339 | 27.3339 | -27.3339 | 27.3339 | 27.6817 | DE_N | d322f | 1984-1985 | -80.4532 | 80.4532 | -79.3062 | 79.3062 | 163.378 | 101.105
SE_S | d322g | 1984-1985 | -26.8928 | 26.8928 | -26.8928 | 26.8928 | 18.3661 | DE_N | d322g | 1984-1985 | -74.1899 | 74.1899 | -74.1899 | 74.1899 | 111.782 | 74.1899
SE_S | d322h | 1984-1985 | -23.524 | 23.524 | -23.524 | 23.524 | 15.6222 | DE_N | d322h | 1984-1985 | -56.9146 | 56.9146 | -56.9146 | 56.9146 | 92.1129 | 56.9146
SE_S | d323a | 1984-1985 | -21.7477 | 21.7477 | -21.7477 | 21.7477 | 14.9573 | DE_N | d323a | 1984-1985 | -51.0701 | 51.0701 | -51.0701 | 51.0701 | 83.1695 | 51.0701
SE_S | d323b | 1984-1985 | -22.0148 | 22.0148 | -22.0148 | 22.0148 | 15.7274 | DE_N | d323b | 1984-1985 | -55.8478 | 55.8478 | -55.8478 | 55.8478 | 80.2593 | 55.8478
SE_S | d323c | 1984-1985 | -22.8425 | 22.8425 | -22.8425 | 22.8425 | 23.148 | DE_N | d323c | 1984-1985 | -62.8649 | 62.8649 | -62.8649 | 62.8649 | 96.5918 | 62.8649
SE_S | d323d | 1984-1985 | -23.7191 | 23.7191 | -23.7191 | 23.7191 | 40.4691 | DE_N | d323d | 1984-1985 | -69.5915 | 69.5915 | -67.6273 | 67.6273 | 151.917 | 91.6205
SE_S | d323e | 1984-1985 | -24.2512 | 24.2512 | -24.2512 | 24.2512 | 50.4632 | DE_N | d323e | 1984-1985 | -84.8214 | 84.8214 | -70.1381 | 70.1381 | 175.713 | 111.927
SE_S | d323f | 1984-1985 | -25.2014 | 25.2014 | -25.2014 | 25.2014 | 40.8903 | DE_N | d323f | 1984-1985 | -75.0173 | 75.0173 | -73.388 | 73.388 | 163.467 | 96.6454
SE_S | d323g | 1984-1985 | -25.7617 | 25.7617 | -25.7617 | 25.7617 | 26.4669 | DE_N | d323g | 1984-1985 | -73.3502 | 73.3502 | -72.1739 | 72.1739 | 139.153 | 94.1063
SE_S | d323h | 1984-1985 | -23.3095 | 23.3095 | -23.3095 | 23.3095 | 23.8418 | DE_N | d323h | 1984-1985 | -59.5316 | 59.5316 | -58.1665 | 58.1665 | 132.468 | 80.4657
SE_S | d324a | 1984-1985 | -22.0971 | 22.0971 | -22.0971 | 22.0971 | 22.6414 | DE_N | d324a | 1984-1985 | -53.2863 | 53.2863 | -51.7944 | 51.7944 | 134.505 | 74.4344
SE_S | d324b | 1984-1985 | -22.151 | 22.151 | -22.151 | 22.151 | 22.7009 | DE_N | d324b | 1984-1985 | -57.9354 | 57.9354 | -56.4774 | 56.4774 | 131.837 | 78.9905
SE_S | d324c | 1984-1985 | -23.5289 | 23.5289 | -23.5289 | 23.5289 | 30.28 | DE_N | d324c | 1984-1985 | -66.6624 | 66.6624 | -64.7643 | 64.7643 | 151.941 | 88.4493
SE_S | d324d | 1984-1985 | -25.658 | 25.658 | -25.6107 | 25.6107 | 53.3756 | DE_N | d324d | 1984-1985 | -114.056 | 114.056 | -72.4312 | 72.4312 | 196.522 | 118.809
SE_S | d324e | 1984-1985 | -26.7517 | 26.7517 | -26.701 | 26.701 | 61.3012 | DE_N | d324e | 1984-1985 | -171.802 | 171.802 | -77.0851 | 77.0851 | 203.308 | 125.777
SE_S | d324f | 1984-1985 | -27.0089 | 27.0089 | -27.0089 | 27.0089 | 45.5622 | DE_N | d324f | 1984-1985 | -107.334 | 107.334 | -78.7585 | 78.7585 | 200.722 | 123.313
SE_S | d324g | 1984-1985 | -25.8484 | 25.8484 | -25.8484 | 25.8484 | 25.6108 | DE_N | d324g | 1984-1985 | -71.5656 | 71.5656 | -70.7293 | 70.7293 | 146.101 | 90.6733
SE_S | d324h | 1984-1985 | -23.3374 | 23.3374 | -23.3374 | 23.3374 | 25.3007 | DE_N | d324h | 1984-1985 | -58.2779 | 58.2779 | -57.5093 | 57.5093 | 123.577 | 73.8897
SE_S | d325a | 1984-1985 | -21.7645 | 21.7645 | -21.7645 | 21.7645 | 25.5885 | DE_N | d325a | 1984-1985 | -51.1789 | 51.1789 | -50.4115 | 50.4115 | 116.459 | 65.4143
SE_S | d325b | 1984-1985 | -22.1658 | 22.1658 | -22.1658 | 22.1658 | 23.299 | DE_N | d325b | 1984-1985 | -57.7656 | 57.7656 | -57.0759 | 57.0759 | 113.616 | 69.7671
SE_S | d325c | 1984-1985 | -25.2763 | 25.2763 | -25.2763 | 25.2763 | 28.0564 | DE_N | d325c | 1984-1985 | -68.5821 | 68.5821 | -67.8211 | 67.8211 | 132.75 | 84.4582
SE_S | d325d | 1984-1985 | -27.4805 | 27.4805 | -27.4805 | 27.4805 | 46.5915 | DE_N | d325d | 1984-1985 | -88.4989 | 88.4989 | -77.056 | 77.056 | 192.575 | 114.318
SE_S | d325e | 1984-1985 | -28.5305 | 28.5305 | -28.5305 | 28.5305 | 52.668 | DE_N | d325e | 1984-1985 | -119.95 | 119.95 | -81.6156 | 81.6156 | 208.505 | 129.836
SE_S | d325f | 1984-1985 | -28.676 | 28.676 | -28.676 | 28.676 | 36.6091 | DE_N | d325f | 1984-1985 | -84.0228 | 84.0228 | -82.2309 | 82.2309 | 186.46 | 106.368
SE_S | d325g | 1984-1985 | -27.0105 | 27.0105 | -27.0105 | 27.0105 | 17.9247 | DE_N | d325g | 1984-1985 | -73.8916 | 73.8916 | -73.8916 | 73.8916 | 127.626 | 73.8916
SE_S | d325h | 1984-1985 | -24.3728 | 24.3728 | -24.3728 | 24.3728 | 14.7588 | DE_N | d325h | 1984-1985 | -58.3213 | 58.3213 | -58.3213 | 58.3213 | 107.07 | 58.3213
SE_S | d326a | 1984-1985 | -21.6638 | 21.6638 | -21.6638 | 21.6638 | 14.5491 | DE_N | d326a | 1984-1985 | -49.8188 | 49.8188 | -49.8188 | 49.8188 | 93.2074 | 49.8188
SE_S | d326b | 1984-1985 | -22.1971 | 22.1971 | -22.1971 | 22.1971 | 16.3132 | DE_N | d326b | 1984-1985 | -56.6034 | 56.6034 | -56.6034 | 56.6034 | 89.5689 | 56.6034
SE_S | d326c | 1984-1985 | -25.9429 | 25.9429 | -25.9429 | 25.9429 | 22.7544 | DE_N | d326c | 1984-1985 | -69.7628 | 69.7628 | -69.7628 | 69.7628 | 109.617 | 69.7628
SE_S | d326d | 1984-1985 | -27.2686 | 27.2686 | -27.2686 | 27.2686 | 41.0417 | DE_N | d326d | 1984-1985 | -76.9064 | 76.9064 | -74.8528 | 74.8528 | 179.452 | 99.3661
SE_S | d326e | 1984-1985 | -27.9637 | 27.9637 | -27.9637 | 27.9637 | 49.5305 | DE_N | d326e | 1984-1985 | -95.3486 | 95.3486 | -78.147 | 78.147 | 204.936 | 125.388
SE_S | d326f | 1984-1985 | -28.3006 | 28.3006 | -28.3006 | 28.3006 | 39.0873 | DE_N | d326f | 1984-1985 | -79.15 | 79.15 | -79.15 | 79.15 | 146.714 | 79.15
SE_S | d326g | 1984-1985 | -27.4589 | 27.4589 | -27.4589 | 27.4589 | 26.7676 | DE_N | d326g | 1984-1985 | -74.1165 | 74.1165 | -74.1165 | 74.1165 | 88.0397 | 74.1165
SE_S | d326h | 1984-1985 | -24.1794 | 24.1794 | -24.1794 | 24.1794 | 29.7269 | DE_N | d326h | 1984-1985 | -56.2605 | 56.2605 | -56.2605 | 56.2605 | 71.7677 | 56.2605
SE_S | d327a | 1984-1985 | -21.7378 | 21.7378 | -21.7378 | 21.7378 | 33.1769 | DE_N | d327a | 1984-1985 | -48.7006 | 48.7006 | -48.7006 | 48.7006 | 70.7895 | 48.7006
SE_S | d327b | 1984-1985 | -22.1297 | 22.1297 | -22.1297 | 22.1297 | 33.084 | DE_N | d327b | 1984-1985 | -55.3194 | 55.3194 | -55.3194 | 55.3194 | 74.0325 | 55.3194
SE_S | d327c | 1984-1985 | -26.4975 | 26.4975 | -26.4975 | 26.4975 | 38.1218 | DE_N | d327c | 1984-1985 | -69.8606 | 69.8606 | -69.8606 | 69.8606 | 97.7596 | 69.8606
SE_S | d327d | 1984-1985 | -27.3185 | 27.3185 | -27.2483 | 27.2483 | 55.2938 | DE_N | d327d | 1984-1985 | -73.6923 | 73.6923 | -73.5908 | 73.5908 | 152.735 | 74.1168
SE_S | d327e | 1984-1985 | -27.5964 | 27.5964 | -27.5204 | 27.5204 | 62.1321 | DE_N | d327e | 1984-1985 | -80.7495 | 80.7495 | -74.8028 | 74.8028 | 188.848 | 109.804
SE_S | d327f | 1984-1985 | -28.4153 | 28.4153 | -28.4153 | 28.4153 | 43.7519 | DE_N | d327f | 1984-1985 | -77.3612 | 77.3612 | -77.3612 | 77.3612 | 146.666 | 77.3612
SE_S | d327g | 1984-1985 | -27.7535 | 27.7535 | -27.7535 | 27.7535 | 22.3751 | DE_N | d327g | 1984-1985 | -72.311 | 72.311 | -72.311 | 72.311 | 106.044 | 72.311
SE_S | d327h | 1984-1985 | -24.3392 | 24.3392 | -24.3392 | 24.3392 | 17.9439 | DE_N | d327h | 1984-1985 | -54.6576 | 54.6576 | -54.6576 | 54.6576 | 89.3829 | 54.6576
SE_S | d328a | 1984-1985 | -21.83 | 21.83 | -21.83 | 21.83 | 16.2961 | DE_N | d328a | 1984-1985 | -46.269 | 46.269 | -46.269 | 46.269 | 90.0001 | 46.269
SE_S | d328b | 1984-1985 | -22.3215 | 22.3215 | -22.3215 | 22.3215 | 17.9536 | DE_N | d328b | 1984-1985 | -51.8087 | 51.8087 | -51.8087 | 51.8087 | 94.1091 | 51.8087
SE_S | d328c | 1984-1985 | -26.4707 | 26.4707 | -26.4707 | 26.4707 | 25.0034 | DE_N | d328c | 1984-1985 | -67.2147 | 67.2147 | -67.2147 | 67.2147 | 111.221 | 67.2147
SE_S | d328d | 1984-1985 | -28.0294 | 28.0294 | -28.0294 | 28.0294 | 43.2755 | DE_N | d328d | 1984-1985 | -73.7716 | 73.7716 | -73.5827 | 73.5827 | 144.781 | 81.7963
SE_S | d328e | 1984-1985 | -28.2231 | 28.2231 | -28.2231 | 28.2231 | 47.5743 | DE_N | d328e | 1984-1985 | -74.7033 | 74.7033 | -74.5005 | 74.5005 | 164.983 | 89.283
SE_S | d328f | 1984-1985 | -29.0946 | 29.0946 | -29.0946 | 29.0946 | 35.555 | DE_N | d328f | 1984-1985 | -77.7016 | 77.7016 | -77.5096 | 77.5096 | 156.855 | 88.5993
SE_S | d328g | 1984-1985 | -28.0944 | 28.0944 | -28.0944 | 28.0944 | 22.962 | DE_N | d328g | 1984-1985 | -73.045 | 73.045 | -72.856 | 72.856 | 132.74 | 80.4018
SE_S | d328h | 1984-1985 | -24.1495 | 24.1495 | -24.1495 | 24.1495 | 20.5376 | DE_N | d328h | 1984-1985 | -53.9503 | 53.9503 | -53.7608 | 53.7608 | 111.701 | 59.1462
SE_S | d329a | 1984-1985 | -21.699 | 21.699 | -21.699 | 21.699 | 18.478 | DE_N | d329a | 1984-1985 | -46.3168 | 46.3168 | -46.1257 | 46.1257 | 107.521 | 50.8155
SE_S | d329b | 1984-1985 | -22.2584 | 22.2584 | -22.2584 | 22.2584 | 19.0423 | DE_N | d329b | 1984-1985 | -51.5636 | 51.5636 | -51.3718 | 51.3718 | 109.71 | 56.0018
SE_S | d329c | 1984-1985 | -25.3992 | 25.3992 | -25.3991 | 25.3991 | 24.6225 | DE_N | d329c | 1984-1985 | -64.4713 | 64.4713 | -64.274 | 64.274 | 129.102 | 71.7988
SE_S | d329d | 1984-1985 | -26.1936 | 26.1936 | -26.1936 | 26.1936 | 42.1374 | DE_N | d329d | 1984-1985 | -75.0595 | 75.0595 | -69.1697 | 69.1697 | 171.241 | 99.6991
SE_S | d329e | 1984-1985 | -26.3152 | 26.3152 | -26.3152 | 26.3152 | 50.5715 | DE_N | d329e | 1984-1985 | -90.8409 | 90.8409 | -70.8739 | 70.8739 | 188.021 | 113.165
SE_S | d329f | 1984-1985 | -27.4155 | 27.4155 | -27.4155 | 27.4155 | 38.9159 | DE_N | d329f | 1984-1985 | -81.0495 | 81.0495 | -75.1178 | 75.1178 | 175.349 | 105.186
SE_S | d329g | 1984-1985 | -26.6806 | 26.6806 | -26.6806 | 26.6806 | 23.8816 | DE_N | d329g | 1984-1985 | -73.2348 | 73.2348 | -69.4089 | 69.4089 | 149.759 | 96.3005
SE_S | d329h | 1984-1985 | -23.5525 | 23.5525 | -23.5525 | 23.5525 | 23.2391 | DE_N | d329h | 1984-1985 | -58.7768 | 58.7768 | -54.2628 | 54.2628 | 141.649 | 82.0009
SE_S | d330a | 1984-1985 | -21.5474 | 21.5474 | -21.5474 | 21.5474 | 23.4531 | DE_N | d330a | 1984-1985 | -53.3688 | 53.3688 | -47.9603 | 47.9603 | 141.595 | 76.7688
SE_S | d330b | 1984-1985 | -21.4996 | 21.4996 | -21.4996 | 21.4996 | 28.2364 | DE_N | d330b | 1984-1985 | -57.5526 | 57.5526 | -51.9646 | 51.9646 | 143.109 | 80.893
SE_S | d330c | 1984-1985 | -22.5927 | 22.5927 | -22.5927 | 22.5927 | 38.0104 | DE_N | d330c | 1984-1985 | -69.1068 | 69.1068 | -59.4316 | 59.4316 | 161.435 | 92.8161
SE_S | d330d | 1984-1985 | -24.6635 | 24.6635 | -23.3378 | 23.3378 | 52.7603 | DE_N | d330d | 1984-1985 | -163.704 | 163.704 | -62.8215 | 62.8215 | 154.566 | 109.017
SE_S | d330e | 1984-1985 | -29.5814 | 29.5814 | -24.1714 | 24.1714 | 56.8978 | DE_N | d330e | 1984-1985 | -166.809 | 166.809 | -66.5689 | 66.5689 | 157.123 | 112.65
SE_S | d330f | 1984-1985 | -26.5336 | 26.5336 | -25.6783 | 25.6783 | 52.5561 | DE_N | d330f | 1984-1985 | -89.02 | 89.02 | -72.3395 | 72.3395 | 160.358 | 110.7
SE_S | d330g | 1984-1985 | -25.1254 | 25.1254 | -25.1254 | 25.1254 | 31.9911 | DE_N | d330g | 1984-1985 | -68.5233 | 68.5233 | -68.3327 | 68.3327 | 112.399 | 74.2297
SE_S | d330h | 1984-1985 | -23.4017 | 23.4017 | -23.4017 | 23.4017 | 26.8293 | DE_N | d330h | 1984-1985 | -57.0789 | 57.0789 | -56.9726 | 56.9726 | 93.199 | 57.5197
SE_S | d331a | 1984-1985 | -21.8075 | 21.8075 | -21.8075 | 21.8075 | 23.0566 | DE_N | d331a | 1984-1985 | -49.5112 | 49.5112 | -49.3102 | 49.3102 | 101.081 | 55.6191
SE_S | d331b | 1984-1985 | -21.613 | 21.613 | -21.613 | 21.613 | 22.546 | DE_N | d331b | 1984-1985 | -53.5869 | 53.5869 | -53.3796 | 53.3796 | 113.337 | 59.6744
SE_S | d331c | 1984-1985 | -22.9999 | 22.9999 | -22.9999 | 22.9999 | 29.795 | DE_N | d331c | 1984-1985 | -62.8994 | 62.8994 | -61.4404 | 61.4404 | 145.904 | 83.6273
SE_S | d331d | 1984-1985 | -26.7664 | 26.7664 | -25.8389 | 25.8389 | 51.7186 | DE_N | d331d | 1984-1985 | -143.856 | 143.856 | -71.0188 | 71.0188 | 161.783 | 115.924
SE_S | d331e | 1984-1985 | -36.0933 | 36.0933 | -26.8362 | 26.8362 | 55.4264 | DE_N | d331e | 1984-1985 | -188.235 | 188.235 | -74.4356 | 74.4356 | 165.19 | 119.995
SE_S | d331f | 1984-1985 | -27.6481 | 27.6481 | -27.4695 | 27.4695 | 51.4454 | DE_N | d331f | 1984-1985 | -119.885 | 119.885 | -77.1002 | 77.1002 | 168.464 | 120.514
SE_S | d331g | 1984-1985 | -26.4556 | 26.4556 | -26.4556 | 26.4556 | 35.5412 | DE_N | d331g | 1984-1985 | -75.478 | 75.478 | -71.8729 | 71.8729 | 150.926 | 97.8714
SE_S | d331h | 1984-1985 | -23.4006 | 23.4006 | -23.4006 | 23.4006 | 34.5803 | DE_N | d331h | 1984-1985 | -62.6208 | 62.6208 | -59.028 | 59.028 | 139.299 | 84.8816
SE_S | d332a | 1984-1985 | -21.8306 | 21.8306 | -21.8306 | 21.8306 | 33.7668 | DE_N | d332a | 1984-1985 | -54.375 | 54.375 | -50.8575 | 50.8575 | 130.638 | 76.5587
SE_S | d332b | 1984-1985 | -22.205 | 22.205 | -22.205 | 22.205 | 30.8581 | DE_N | d332b | 1984-1985 | -60.0295 | 60.0295 | -57.2349 | 57.2349 | 127.958 | 81.8755
SE_S | d332c | 1984-1985 | -25.5048 | 25.5048 | -25.5048 | 25.5048 | 34.3905 | DE_N | d332c | 1984-1985 | -72.966 | 72.966 | -68.825 | 68.825 | 153.963 | 95.3577
SE_S | d332d | 1984-1985 | -32.3062 | 32.3062 | -27.468 | 27.468 | 54.6616 | DE_N | d332d | 1984-1985 | -163.776 | 163.776 | -77.4004 | 77.4004 | 172.798 | 122.171
SE_S | d332e | 1984-1985 | -43.684 | 43.684 | -28.6116 | 28.6116 | 56.5222 | DE_N | d332e | 1984-1985 | -217.861 | 217.861 | -82.7516 | 82.7516 | 172.959 | 128.215
SE_S | d332f | 1984-1985 | -29.1737 | 29.1737 | -28.1606 | 28.1606 | 53.666 | DE_N | d332f | 1984-1985 | -121.49 | 121.49 | -80.8182 | 80.8182 | 194.282 | 123.705
SE_S | d332g | 1984-1985 | -27.4901 | 27.4901 | -27.4901 | 27.4901 | 36.5702 | DE_N | d332g | 1984-1985 | -79.152 | 79.152 | -75.7904 | 75.7904 | 155.278 | 101.371
SE_S | d332h | 1984-1985 | -23.83 | 23.83 | -23.83 | 23.83 | 35.6919 | DE_N | d332h | 1984-1985 | -62.1877 | 62.1877 | -59.0272 | 59.0272 | 138.954 | 84.2178
SE_S | d333a | 1984-1985 | -21.6569 | 21.6569 | -21.6569 | 21.6569 | 34.5433 | DE_N | d333a | 1984-1985 | -53.8205 | 53.8205 | -50.869 | 50.869 | 129.313 | 75.7216
SE_S | d333b | 1984-1985 | -21.9433 | 21.9433 | -21.9433 | 21.9433 | 30.6053 | DE_N | d333b | 1984-1985 | -59.3668 | 59.3668 | -56.9386 | 56.9386 | 127.773 | 80.9713
SE_S | d333c | 1984-1985 | -25.6543 | 25.6543 | -25.6543 | 25.6543 | 34.5097 | DE_N | d333c | 1984-1985 | -73.1994 | 73.1994 | -70.349 | 70.349 | 147.849 | 95.1165
SE_S | d333d | 1984-1985 | -27.0985 | 27.0985 | -27.0725 | 27.0725 | 52.8969 | DE_N | d333d | 1984-1985 | -85.0313 | 85.0313 | -75.7692 | 75.7692 | 182.765 | 108.073
SE_S | d333e | 1984-1985 | -30.6519 | 30.6519 | -27.9341 | 27.9341 | 58.5242 | DE_N | d333e | 1984-1985 | -85.3816 | 85.3816 | -78.215 | 78.215 | 182.183 | 108.48
SE_S | d333f | 1984-1985 | -28.094 | 28.094 | -28.094 | 28.094 | 46.1669 | DE_N | d333f | 1984-1985 | -82.3931 | 82.3931 | -79.1909 | 79.1909 | 164.461 | 104.725
SE_S | d333g | 1984-1985 | -27.6071 | 27.6071 | -27.6071 | 27.6071 | 32.2312 | DE_N | d333g | 1984-1985 | -77.5391 | 77.5391 | -75.1013 | 75.1013 | 150.438 | 99.3978
SE_S | d333h | 1984-1985 | -23.3841 | 23.3841 | -23.3841 | 23.3841 | 27.8044 | DE_N | d333h | 1984-1985 | -58.9612 | 58.9612 | -56.5092 | 56.5092 | 133.393 | 80.6307
SE_S | d334a | 1984-1985 | -21.5259 | 21.5259 | -21.5259 | 21.5259 | 24.1084 | DE_N | d334a | 1984-1985 | -51.7109 | 51.7109 | -49.1681 | 49.1681 | 128.109 | 73.4025
SE_S | d334b | 1984-1985 | -21.9428 | 21.9428 | -21.9428 | 21.9428 | 21.9514 | DE_N | d334b | 1984-1985 | -59.0101 | 59.0101 | -56.3952 | 56.3952 | 135.023 | 80.7449
SE_S | d334c | 1984-1985 | -25.9932 | 25.9932 | -25.9932 | 25.9932 | 26.7011 | DE_N | d334c | 1984-1985 | -73.7558 | 73.7558 | -70.607 | 70.607 | 154.797 | 95.8347
SE_S | d334d | 1984-1985 | -27.3414 | 27.3414 | -27.3414 | 27.3414 | 40.8754 | DE_N | d334d | 1984-1985 | -85.8992 | 85.8992 | -76.3548 | 76.3548 | 183.125 | 108.96
SE_S | d334e | 1984-1985 | -27.6223 | 27.6223 | -27.6223 | 27.6223 | 44.2705 | DE_N | d334e | 1984-1985 | -119.463 | 119.463 | -76.7776 | 76.7776 | 195.428 | 119.875
SE_S | d334f | 1984-1985 | -28.1167 | 28.1167 | -28.1167 | 28.1167 | 37.4657 | DE_N | d334f | 1984-1985 | -97.189 | 97.189 | -78.651 | 78.651 | 196.371 | 117.226
SE_S | d334g | 1984-1985 | -27.3307 | 27.3307 | -27.3307 | 27.3307 | 27.7113 | DE_N | d334g | 1984-1985 | -78.6019 | 78.6019 | -74.8653 | 74.8653 | 158.767 | 101.017
SE_S | d334h | 1984-1985 | -23.9904 | 23.9904 | -23.9904 | 23.9904 | 23.0329 | DE_N | d334h | 1984-1985 | -61.033 | 61.033 | -57.6194 | 57.6194 | 139.328 | 83.2121
SE_S | d335a | 1984-1985 | -21.7218 | 21.7218 | -21.7218 | 21.7218 | 22.7775 | DE_N | d335a | 1984-1985 | -54.0722 | 54.0722 | -50.6615 | 50.6615 | 133.538 | 76.2277
SE_S | d335b | 1984-1985 | -21.9876 | 21.9876 | -21.9876 | 21.9876 | 27.4873 | DE_N | d335b | 1984-1985 | -60.6733 | 60.6733 | -57.6154 | 57.6154 | 134.297 | 82.6837
SE_S | d335c | 1984-1985 | -25.8938 | 25.8938 | -25.8938 | 25.8938 | 35.9851 | DE_N | d335c | 1984-1985 | -75.1252 | 75.1252 | -71.3071 | 71.3071 | 156.313 | 97.4989
SE_S | d335d | 1984-1985 | -27.8937 | 27.8937 | -27.3457 | 27.3457 | 55.4824 | DE_N | d335d | 1984-1985 | -139.117 | 139.117 | -77.6053 | 77.6053 | 197.397 | 121.88
SE_S | d335e | 1984-1985 | -31.8678 | 31.8678 | -27.4129 | 27.4129 | 58.8363 | DE_N | d335e | 1984-1985 | -214.481 | 214.481 | -76.6695 | 76.6695 | 172.817 | 122.269
SE_S | d335f | 1984-1985 | -27.8727 | 27.8727 | -27.8178 | 27.8178 | 51.5053 | DE_N | d335f | 1984-1985 | -128.403 | 128.403 | -78.2144 | 78.2144 | 197.713 | 122.055
SE_S | d335g | 1984-1985 | -26.7193 | 26.7193 | -26.7193 | 26.7193 | 33.342 | DE_N | d335g | 1984-1985 | -75.6998 | 75.6998 | -73.6518 | 73.6518 | 157.827 | 97.2995
SE_S | d335h | 1984-1985 | -23.6251 | 23.6251 | -23.6251 | 23.6251 | 30.7178 | DE_N | d335h | 1984-1985 | -59.411 | 59.411 | -57.9468 | 57.9468 | 134.339 | 80.1557
SE_S | d336a | 1984-1985 | -21.5088 | 21.5088 | -21.5088 | 21.5088 | 31.6365 | DE_N | d336a | 1984-1985 | -52.3764 | 52.3764 | -51.0479 | 51.0479 | 121.463 | 72.7134
SE_S | d336b | 1984-1985 | -21.9074 | 21.9074 | -21.9074 | 21.9074 | 30.8975 | DE_N | d336b | 1984-1985 | -60.2086 | 60.2086 | -59.3657 | 59.3657 | 113.717 | 74.7856
SE_S | d336c | 1984-1985 | -25.1263 | 25.1263 | -25.1263 | 25.1263 | 37.1873 | DE_N | d336c | 1984-1985 | -72.8534 | 72.8534 | -71.698 | 71.698 | 133.744 | 92.7213
SE_S | d336d | 1984-1985 | -29.7912 | 29.7912 | -25.619 | 25.619 | 53.6699 | DE_N | d336d | 1984-1985 | -93.4477 | 93.4477 | -74.5649 | 74.5649 | 169.341 | 113.583
SE_S | d336e | 1984-1985 | -36.2466 | 36.2466 | -26.2812 | 26.2812 | 55.3937 | DE_N | d336e | 1984-1985 | -158.6 | 158.6 | -75.8918 | 75.8918 | 169.027 | 121.202
SE_S | d336f | 1984-1985 | -26.7302 | 26.7302 | -26.7302 | 26.7302 | 48.8014 | DE_N | d336f | 1984-1985 | -113.399 | 113.399 | -78.1582 | 78.1582 | 185.446 | 121.097
SE_S | d336g | 1984-1985 | -26.1461 | 26.1461 | -26.1461 | 26.1461 | 27.3581 | DE_N | d336g | 1984-1985 | -75.3237 | 75.3237 | -74.4069 | 74.4069 | 151.142 | 93.9455
SE_S | d336h | 1984-1985 | -23.286 | 23.286 | -23.286 | 23.286 | 23.2662 | DE_N | d336h | 1984-1985 | -59.0567 | 59.0567 | -58.232 | 58.232 | 125.733 | 74.7794
SE_S | d337a | 1984-1985 | -20.906 | 20.906 | -20.906 | 20.906 | 21.585 | DE_N | d337a | 1984-1985 | -51.6836 | 51.6836 | -50.8789 | 50.8789 | 116.058 | 66.2231
SE_S | d337b | 1984-1985 | -20.9566 | 20.9566 | -20.9566 | 20.9566 | 22.1543 | DE_N | d337b | 1984-1985 | -58.2778 | 58.2778 | -57.6573 | 57.6573 | 110.015 | 68.4698
SE_S | d337c | 1984-1985 | -21.9165 | 21.9165 | -21.9165 | 21.9165 | 29.7156 | DE_N | d337c | 1984-1985 | -64.1745 | 64.1745 | -63.3625 | 63.3625 | 127.406 | 79.9669
SE_S | d337d | 1984-1985 | -26.902 | 26.902 | -23.8558 | 23.8558 | 52.9878 | DE_N | d337d | 1984-1985 | -122.293 | 122.293 | -67.7179 | 67.7179 | 161.006 | 112.551
SE_S | d337e | 1984-1985 | -32.6354 | 32.6354 | -25.1649 | 25.1649 | 57.5912 | DE_N | d337e | 1984-1985 | -197.623 | 197.623 | -71.2209 | 71.2209 | 165.565 | 117.698
SE_S | d337f | 1984-1985 | -25.6152 | 25.6152 | -25.6152 | 25.6152 | 48.8272 | DE_N | d337f | 1984-1985 | -148.486 | 148.486 | -72.8282 | 72.8282 | 166.905 | 118.681
SE_S | d337g | 1984-1985 | -25.4648 | 25.4648 | -25.4648 | 25.4648 | 26.7968 | DE_N | d337g | 1984-1985 | -69.4488 | 69.4488 | -68.266 | 68.266 | 153.295 | 90.2063
SE_S | d337h | 1984-1985 | -23.3818 | 23.3818 | -23.3818 | 23.3818 | 25.7653 | DE_N | d337h | 1984-1985 | -58.5107 | 58.5107 | -57.6746 | 57.6746 | 134.557 | 82.6283
SE_S | d338a | 1984-1985 | -20.9212 | 20.9212 | -20.9212 | 20.9212 | 23.4559 | DE_N | d338a | 1984-1985 | -51.1553 | 51.1553 | -50.3744 | 50.3744 | 119.781 | 72.065
SE_S | d338b | 1984-1985 | -21.0595 | 21.0595 | -21.0595 | 21.0595 | 20.3744 | DE_N | d338b | 1984-1985 | -57.1084 | 57.1084 | -56.5421 | 56.5421 | 110.484 | 69.0966
SE_S | d338c | 1984-1985 | -22.8232 | 22.8232 | -22.8232 | 22.8232 | 27.0235 | DE_N | d338c | 1984-1985 | -64.8587 | 64.8587 | -64.0521 | 64.0521 | 137.885 | 88.7446
SE_S | d338d | 1984-1985 | -26.5714 | 26.5714 | -26.5714 | 26.5714 | 47.3667 | DE_N | d338d | 1984-1985 | -108.119 | 108.119 | -74.2075 | 74.2075 | 192.641 | 134.375
SE_S | d338e | 1984-1985 | -27.8668 | 27.8668 | -27.8668 | 27.8668 | 55.8312 | DE_N | d338e | 1984-1985 | -181.031 | 181.031 | -78.1242 | 78.1242 | 186.162 | 139.209
SE_S | d338f | 1984-1985 | -27.1697 | 27.1697 | -27.1697 | 27.1697 | 41.9661 | DE_N | d338f | 1984-1985 | -100.693 | 100.693 | -78.4077 | 78.4077 | 200.481 | 138.86
SE_S | d338g | 1984-1985 | -25.8523 | 25.8523 | -25.8523 | 25.8523 | 23.5775 | DE_N | d338g | 1984-1985 | -69.3745 | 69.3745 | -69.3745 | 69.3745 | 123.008 | 69.3745
SE_S | d338h | 1984-1985 | -23.7824 | 23.7824 | -23.7824 | 23.7824 | 20.4079 | DE_N | d338h | 1984-1985 | -59.0342 | 59.0342 | -59.0342 | 59.0342 | 102.401 | 59.0342
SE_S | d339a | 1984-1985 | -21.1814 | 21.1814 | -21.1814 | 21.1814 | 18.5534 | DE_N | d339a | 1984-1985 | -51.9854 | 51.9854 | -51.9854 | 51.9854 | 94.4558 | 51.9854
SE_S | d339b | 1984-1985 | -21.4515 | 21.4515 | -21.4515 | 21.4515 | 20.175 | DE_N | d339b | 1984-1985 | -60.5247 | 60.5247 | -60.5247 | 60.5247 | 85.1813 | 60.5247
SE_S | d339c | 1984-1985 | -24.8268 | 24.8268 | -24.8268 | 24.8268 | 26.6884 | DE_N | d339c | 1984-1985 | -72.8385 | 72.8385 | -72.8385 | 72.8385 | 104.709 | 72.8385
SE_S | d339d | 1984-1985 | -26.7662 | 26.7662 | -26.7662 | 26.7662 | 46.3471 | DE_N | d339d | 1984-1985 | -81.3269 | 81.3269 | -78.608 | 78.608 | 188.495 | 135.759
SE_S | d339e | 1984-1985 | -28.0914 | 28.0914 | -28.0914 | 28.0914 | 52.3397 | DE_N | d339e | 1984-1985 | -137.86 | 137.86 | -84.1 | 84.1 | 198.62 | 149.606
SE_S | d339f | 1984-1985 | -28.1327 | 28.1327 | -28.1327 | 28.1327 | 39.2801 | DE_N | d339f | 1984-1985 | -86.5074 | 86.5074 | -85.4056 | 85.4056 | 189.44 | 137.445
SE_S | d339g | 1984-1985 | -26.4561 | 26.4561 | -26.4561 | 26.4561 | 23.191 | DE_N | d339g | 1984-1985 | -75.778 | 75.778 | -75.778 | 75.778 | 109.582 | 75.778
SE_S | d339h | 1984-1985 | -23.4144 | 23.4144 | -23.4144 | 23.4144 | 23.2634 | DE_N | d339h | 1984-1985 | -58.8428 | 58.8428 | -58.8428 | 58.8428 | 89.9386 | 58.8428
SE_S | d340a | 1984-1985 | -21.281 | 21.281 | -21.281 | 21.281 | 22.0612 | DE_N | d340a | 1984-1985 | -51.7041 | 51.7041 | -51.7041 | 51.7041 | 81.4728 | 51.7041
SE_S | d340b | 1984-1985 | -21.4606 | 21.4606 | -21.4606 | 21.4606 | 22.1268 | DE_N | d340b | 1984-1985 | -58.6328 | 58.6328 | -58.6328 | 58.6328 | 80.4743 | 58.6328
SE_S | d340c | 1984-1985 | -25.0893 | 25.0893 | -25.0893 | 25.0893 | 27.2554 | DE_N | d340c | 1984-1985 | -71.8876 | 71.8876 | -71.8876 | 71.8876 | 104.658 | 71.8876
SE_S | d340d | 1984-1985 | -27.1052 | 27.1052 | -27.1052 | 27.1052 | 47.7192 | DE_N | d340d | 1984-1985 | -79.7443 | 79.7443 | -78.7625 | 78.7625 | 184.242 | 124.709
SE_S | d340e | 1984-1985 | -27.3745 | 27.3745 | -27.3745 | 27.3745 | 58.1005 | DE_N | d340e | 1984-1985 | -110.088 | 110.088 | -80.6177 | 80.6177 | 207.765 | 157.521
SE_S | d340f | 1984-1985 | -27.819 | 27.819 | -27.819 | 27.819 | 44.2651 | DE_N | d340f | 1984-1985 | -84.1405 | 84.1405 | -83.5059 | 83.5059 | 165.358 | 107.274
SE_S | d340g | 1984-1985 | -26.9726 | 26.9726 | -26.9726 | 26.9726 | 27.5669 | DE_N | d340g | 1984-1985 | -77.1806 | 77.1806 | -77.1806 | 77.1806 | 101.397 | 77.1806
SE_S | d340h | 1984-1985 | -23.6122 | 23.6122 | -23.6122 | 23.6122 | 26.0427 | DE_N | d340h | 1984-1985 | -61.466 | 61.466 | -61.466 | 61.466 | 85.5566 | 61.466
SE_S | d341a | 1984-1985 | -21.3596 | 21.3596 | -21.3596 | 21.3596 | 22.8064 | DE_N | d341a | 1984-1985 | -52.7498 | 52.7498 | -52.7498 | 52.7498 | 78.4084 | 52.7498
SE_S | d341b | 1984-1985 | -21.4082 | 21.4082 | -21.4082 | 21.4082 | 21.9817 | DE_N | d341b | 1984-1985 | -59.506 | 59.506 | -59.506 | 59.506 | 84.0428 | 59.506
SE_S | d341c | 1984-1985 | -25.3199 | 25.3199 | -25.3199 | 25.3199 | 27.5342 | DE_N | d341c | 1984-1985 | -74.1913 | 74.1913 | -74.1913 | 74.1913 | 108.537 | 74.1913
SE_S | d341d | 1984-1985 | -26.8828 | 26.8828 | -26.8828 | 26.8828 | 42.6935 | DE_N | d341d | 1984-1985 | -78.6645 | 78.6645 | -78.5347 | 78.5347 | 173.984 | 90.2649
SE_S | d341e | 1984-1985 | -27.4979 | 27.4979 | -27.4979 | 27.4979 | 44.4105 | DE_N | d341e | 1984-1985 | -82.2279 | 82.2279 | -80.678 | 80.678 | 196.605 | 137.139
SE_S | d341f | 1984-1985 | -27.797 | 27.797 | -27.797 | 27.797 | 33.0495 | DE_N | d341f | 1984-1985 | -81.9807 | 81.9807 | -81.9677 | 81.9677 | 155.6 | 82.024
SE_S | d341g | 1984-1985 | -26.6358 | 26.6358 | -26.6358 | 26.6358 | 25.2997 | DE_N | d341g | 1984-1985 | -75.1824 | 75.1824 | -75.1698 | 75.1698 | 124.641 | 75.2227
SE_S | d341h | 1984-1985 | -23.3103 | 23.3103 | -23.3103 | 23.3103 | 26.0911 | DE_N | d341h | 1984-1985 | -59.2424 | 59.2424 | -59.2299 | 59.2299 | 105.774 | 59.2826
SE_S | d342a | 1984-1985 | -21.2186 | 21.2186 | -21.2186 | 21.2186 | 26.5743 | DE_N | d342a | 1984-1985 | -51.5907 | 51.5907 | -51.5781 | 51.5781 | 104.084 | 51.6309
SE_S | d342b | 1984-1985 | -21.4384 | 21.4384 | -21.4384 | 21.4384 | 24.9543 | DE_N | d342b | 1984-1985 | -59.3361 | 59.3361 | -59.3236 | 59.3236 | 107.744 | 59.3763
SE_S | d342c | 1984-1985 | -25.6722 | 25.6722 | -25.6722 | 25.6722 | 28.479 | DE_N | d342c | 1984-1985 | -75.0541 | 75.0541 | -75.0415 | 75.0415 | 125.295 | 75.0944
SE_S | d342d | 1984-1985 | -27.0427 | 27.0427 | -27.0427 | 27.0427 | 38.9707 | DE_N | d342d | 1984-1985 | -78.3834 | 78.3834 | -78.3708 | 78.3708 | 159.744 | 78.4247
SE_S | d342e | 1984-1985 | -27.1328 | 27.1328 | -27.1328 | 27.1328 | 47.6559 | DE_N | d342e | 1984-1985 | -79.4399 | 79.4399 | -78.5112 | 78.5112 | 201.018 | 116.836
SE_S | d342f | 1984-1985 | -27.6541 | 27.6541 | -27.6541 | 27.6541 | 41.7553 | DE_N | d342f | 1984-1985 | -81.3372 | 81.3372 | -81.3245 | 81.3245 | 161.353 | 81.3783
SE_S | d342g | 1984-1985 | -26.8302 | 26.8302 | -26.8302 | 26.8302 | 25.7922 | DE_N | d342g | 1984-1985 | -76.1934 | 76.1934 | -76.1934 | 76.1934 | 110.414 | 76.1934
SE_S | d342h | 1984-1985 | -23.5416 | 23.5416 | -23.5416 | 23.5416 | 16.6247 | DE_N | d342h | 1984-1985 | -59.5248 | 59.5248 | -59.5248 | 59.5248 | 84.8856 | 59.5248
SE_S | d343a | 1984-1985 | -21.0594 | 21.0594 | -21.0594 | 21.0594 | 13.1024 | DE_N | d343a | 1984-1985 | -52.4897 | 52.4897 | -52.4897 | 52.4897 | 79.5588 | 52.4897
SE_S | d343b | 1984-1985 | -21.2422 | 21.2422 | -21.2422 | 21.2422 | 12.8808 | DE_N | d343b | 1984-1985 | -60.4876 | 60.4876 | -60.4876 | 60.4876 | 85.3351 | 60.4876
SE_S | d343c | 1984-1985 | -24.2869 | 24.2869 | -24.2869 | 24.2869 | 16.6446 | DE_N | d343c | 1984-1985 | -72.3144 | 72.3144 | -72.3144 | 72.3144 | 100.509 | 72.3144
SE_S | d343d | 1984-1985 | -25.8419 | 25.8419 | -25.8419 | 25.8419 | 20.5404 | DE_N | d343d | 1984-1985 | -75.7692 | 75.7692 | -75.7692 | 75.7692 | 132.115 | 75.7692
SE_S | d343e | 1984-1985 | -25.9216 | 25.9216 | -25.9216 | 25.9216 | 25.0733 | DE_N | d343e | 1984-1985 | -76.1164 | 76.1164 | -76.1164 | 76.1164 | 145.262 | 76.1164
SE_S | d343f | 1984-1985 | -26.2084 | 26.2084 | -26.2084 | 26.2084 | 23.8501 | DE_N | d343f | 1984-1985 | -77.8601 | 77.8601 | -77.8601 | 77.8601 | 141.281 | 77.8601
SE_S | d343g | 1984-1985 | -25.8616 | 25.8616 | -25.8616 | 25.8616 | 19.4332 | DE_N | d343g | 1984-1985 | -72.1972 | 72.1972 | -72.1972 | 72.1972 | 115.432 | 72.1972
SE_S | d343h | 1984-1985 | -22.8836 | 22.8836 | -22.8836 | 22.8836 | 17.6309 | DE_N | d343h | 1984-1985 | -56.5329 | 56.5329 | -56.5329 | 56.5329 | 100.702 | 56.5329
SE_S | d344a | 1984-1985 | -20.8836 | 20.8836 | -20.8836 | 20.8836 | 15.4516 | DE_N | d344a | 1984-1985 | -49.6843 | 49.6843 | -49.6843 | 49.6843 | 98.9923 | 49.6843
SE_S | d344b | 1984-1985 | -20.8523 | 20.8523 | -20.8523 | 20.8523 | 16.489 | DE_N | d344b | 1984-1985 | -54.8328 | 54.8328 | -54.8328 | 54.8328 | 111.709 | 54.8328
SE_S | d344c | 1984-1985 | -22.1992 | 22.1992 | -22.1992 | 22.1992 | 22.2176 | DE_N | d344c | 1984-1985 | -61.5311 | 61.5311 | -61.0616 | 61.0616 | 146.086 | 83.455
SE_S | d344d | 1984-1985 | -24.1063 | 24.1063 | -24.1063 | 24.1063 | 30.2832 | DE_N | d344d | 1984-1985 | -73.5496 | 73.5496 | -65.6575 | 65.6575 | 212.239 | 129.113
SE_S | d344e | 1984-1985 | -25.0221 | 25.0221 | -25.0221 | 25.0221 | 32.3301 | DE_N | d344e | 1984-1985 | -108.72 | 108.72 | -68.6999 | 68.6999 | 224.756 | 141.574
SE_S | d344f | 1984-1985 | -25.5173 | 25.5173 | -25.5173 | 25.5173 | 33.0092 | DE_N | d344f | 1984-1985 | -81.9953 | 81.9953 | -70.8344 | 70.8344 | 217.953 | 135.02
SE_S | d344g | 1984-1985 | -25.9453 | 25.9453 | -25.9453 | 25.9453 | 30.2762 | DE_N | d344g | 1984-1985 | -69.6654 | 69.6654 | -68.5771 | 68.5771 | 172 | 120.275
SE_S | d344h | 1984-1985 | -22.9549 | 22.9549 | -22.9549 | 22.9549 | 27.3386 | DE_N | d344h | 1984-1985 | -55.2664 | 55.2664 | -54.2244 | 54.2244 | 154.894 | 104.324
SE_S | d345a | 1984-1985 | -21.041 | 21.041 | -21.041 | 21.041 | 28.6064 | DE_N | d345a | 1984-1985 | -50.2944 | 50.2944 | -49.2182 | 49.2182 | 155.698 | 100.579
SE_S | d345b | 1984-1985 | -21.1617 | 21.1617 | -21.1617 | 21.1617 | 31.1468 | DE_N | d345b | 1984-1985 | -55.8217 | 55.8217 | -54.7634 | 54.7634 | 158.049 | 105.535
SE_S | d345c | 1984-1985 | -22.9602 | 22.9602 | -22.9602 | 22.9602 | 39.0643 | DE_N | d345c | 1984-1985 | -62.5821 | 62.5821 | -61.4367 | 61.4367 | 177.107 | 114.334
SE_S | d345d | 1984-1985 | -25.8484 | 25.8484 | -25.8484 | 25.8484 | 53.1766 | DE_N | d345d | 1984-1985 | -74.1895 | 74.1895 | -68.9272 | 68.9272 | 212.569 | 129.754
SE_S | d345e | 1984-1985 | -27.5898 | 27.5898 | -27.5898 | 27.5898 | 60.219 | DE_N | d345e | 1984-1985 | -78.4092 | 78.4092 | -75.7915 | 75.7915 | 215.412 | 133.513
SE_S | d345f | 1984-1985 | -27.0956 | 27.0956 | -27.0956 | 27.0956 | 51.4469 | DE_N | d345f | 1984-1985 | -74.4869 | 74.4869 | -73.4158 | 73.4158 | 191.441 | 124.694
SE_S | d345g | 1984-1985 | -26.2391 | 26.2391 | -26.2391 | 26.2391 | 39.7594 | DE_N | d345g | 1984-1985 | -67.9727 | 67.9727 | -67.625 | 67.625 | 146.612 | 88.9636
SE_S | d345h | 1984-1985 | -23.6797 | 23.6797 | -23.6797 | 23.6797 | 34.6065 | DE_N | d345h | 1984-1985 | -55.867 | 55.867 | -55.5383 | 55.5383 | 126.184 | 76.3604
SE_S | d346a | 1984-1985 | -21.4416 | 21.4416 | -21.4416 | 21.4416 | 33.3806 | DE_N | d346a | 1984-1985 | -50.8289 | 50.8289 | -50.5028 | 50.5028 | 120.842 | 71.1906
SE_S | d346b | 1984-1985 | -21.4954 | 21.4954 | -21.4954 | 21.4954 | 31.8374 | DE_N | d346b | 1984-1985 | -56.5669 | 56.5669 | -56.2653 | 56.2653 | 118.99 | 75.6343
SE_S | d346c | 1984-1985 | -24.7096 | 24.7096 | -24.7096 | 24.7096 | 34.8068 | DE_N | d346c | 1984-1985 | -67.7928 | 67.7928 | -67.4658 | 67.4658 | 136.707 | 88.2458
SE_S | d346d | 1984-1985 | -26.9543 | 26.9543 | -26.9543 | 26.9543 | 42.938 | DE_N | d346d | 1984-1985 | -76.2222 | 76.2222 | -75.3421 | 75.3421 | 180.876 | 106.722
SE_S | d346e | 1984-1985 | -27.5444 | 27.5444 | -27.5444 | 27.5444 | 44.3371 | DE_N | d346e | 1984-1985 | -79.3921 | 79.3921 | -78.1899 | 78.1899 | 213.322 | 131.953
SE_S | d346f | 1984-1985 | -27.8696 | 27.8696 | -27.8696 | 27.8696 | 33.9501 | DE_N | d346f | 1984-1985 | -81.0509 | 81.0509 | -80.1476 | 80.1476 | 187.849 | 114.187
SE_S | d346g | 1984-1985 | -26.9022 | 26.9022 | -26.9022 | 26.9022 | 19.5405 | DE_N | d346g | 1984-1985 | -75.5698 | 75.5698 | -74.7684 | 74.7684 | 152.527 | 101.578
SE_S | d346h | 1984-1985 | -24.0052 | 24.0052 | -24.0052 | 24.0052 | 16.1802 | DE_N | d346h | 1984-1985 | -59.4713 | 59.4713 | -58.687 | 58.687 | 133.907 | 84.9504
SE_S | d347a | 1984-1985 | -21.3846 | 21.3846 | -21.3846 | 21.3846 | 15.8096 | DE_N | d347a | 1984-1985 | -52.8702 | 52.8702 | -52.0302 | 52.0302 | 137.994 | 80.4814
SE_S | d347b | 1984-1985 | -21.678 | 21.678 | -21.678 | 21.678 | 16.4128 | DE_N | d347b | 1984-1985 | -60.7737 | 60.7737 | -59.9174 | 59.9174 | 145.282 | 89.3417
SE_S | d347c | 1984-1985 | -25.2808 | 25.2808 | -25.2808 | 25.2808 | 24.5723 | DE_N | d347c | 1984-1985 | -73.6809 | 73.6809 | -72.7425 | 72.7425 | 172.085 | 112.332
SE_S | d347d | 1984-1985 | -27.0959 | 27.0959 | -27.0959 | 27.0959 | 41.7027 | DE_N | d347d | 1984-1985 | -88.2257 | 88.2257 | -78.5289 | 78.5289 | 230.25 | 147.199
SE_S | d347e | 1984-1985 | -28.0764 | 28.0764 | -28.0764 | 28.0764 | 50.2642 | DE_N | d347e | 1984-1985 | -117.457 | 117.457 | -81.4584 | 81.4584 | 249.001 | 166.04
SE_S | d347f | 1984-1985 | -28.1974 | 28.1974 | -28.1974 | 28.1974 | 39.5629 | DE_N | d347f | 1984-1985 | -85.2528 | 85.2528 | -82.8327 | 82.8327 | 225.577 | 143.563
SE_S | d347g | 1984-1985 | -27.3117 | 27.3117 | -27.3117 | 27.3117 | 23.6548 | DE_N | d347g | 1984-1985 | -76.7008 | 76.7008 | -76.3977 | 76.3977 | 154.156 | 96.8316
SE_S | d347h | 1984-1985 | -24.2765 | 24.2765 | -24.2765 | 24.2765 | 20.4152 | DE_N | d347h | 1984-1985 | -60.356 | 60.356 | -60.0656 | 60.0656 | 130.34 | 79.0595
SE_S | d348a | 1984-1985 | -21.4207 | 21.4207 | -21.4207 | 21.4207 | 18.877 | DE_N | d348a | 1984-1985 | -52.4656 | 52.4656 | -52.1771 | 52.1771 | 121.811 | 70.3823
SE_S | d348b | 1984-1985 | -21.6981 | 21.6981 | -21.6981 | 21.6981 | 15.452 | DE_N | d348b | 1984-1985 | -60.7194 | 60.7194 | -60.4379 | 60.4379 | 123.457 | 77.1753
SE_S | d348c | 1984-1985 | -25.5071 | 25.5071 | -25.5071 | 25.5071 | 21.2295 | DE_N | d348c | 1984-1985 | -74.6314 | 74.6314 | -74.3392 | 74.3392 | 150.841 | 93.8661
SE_S | d348d | 1984-1985 | -27.4607 | 27.4607 | -27.4607 | 27.4607 | 35.6423 | DE_N | d348d | 1984-1985 | -80.6454 | 80.6454 | -80.3454 | 80.3454 | 172.354 | 100.995
SE_S | d348e | 1984-1985 | -27.5886 | 27.5886 | -27.5886 | 27.5886 | 41.2077 | DE_N | d348e | 1984-1985 | -81.7017 | 81.7017 | -81.39 | 81.39 | 181.417 | 102.598
SE_S | d348f | 1984-1985 | -28.3649 | 28.3649 | -28.3649 | 28.3649 | 36.6564 | DE_N | d348f | 1984-1985 | -85.4176 | 85.4176 | -85.1075 | 85.1075 | 185.204 | 106.61
SE_S | d348g | 1984-1985 | -27.5638 | 27.5638 | -27.5638 | 27.5638 | 30.7816 | DE_N | d348g | 1984-1985 | -79.4914 | 79.4914 | -79.2074 | 79.2074 | 158.191 | 99.222
SE_S | d348h | 1984-1985 | -23.7353 | 23.7353 | -23.7353 | 23.7353 | 27.7052 | DE_N | d348h | 1984-1985 | -60.4054 | 60.4054 | -60.1279 | 60.1279 | 134.276 | 77.5629
SE_S | d349a | 1984-1985 | -21.328 | 21.328 | -21.328 | 21.328 | 25.6855 | DE_N | d349a | 1984-1985 | -54.0098 | 54.0098 | -53.7358 | 53.7358 | 124.377 | 69.5638
SE_S | d349b | 1984-1985 | -21.6961 | 21.6961 | -21.6961 | 21.6961 | 27.1043 | DE_N | d349b | 1984-1985 | -61.737 | 61.737 | -61.4657 | 61.4657 | 128.196 | 76.5477
SE_S | d349c | 1984-1985 | -25.4968 | 25.4968 | -25.4968 | 25.4968 | 32.5696 | DE_N | d349c | 1984-1985 | -74.162 | 74.162 | -73.8896 | 73.8896 | 145.866 | 91.6225
SE_S | d349d | 1984-1985 | -27.6508 | 27.6508 | -27.6508 | 27.6508 | 35.7927 | DE_N | d349d | 1984-1985 | -80.0229 | 80.0229 | -79.74 | 79.74 | 175.918 | 100.045
SE_S | d349e | 1984-1985 | -27.7054 | 27.7054 | -27.7054 | 27.7054 | 37.8111 | DE_N | d349e | 1984-1985 | -81.2694 | 81.2694 | -80.8991 | 80.8991 | 187.017 | 103.949
SE_S | d349f | 1984-1985 | -28.1421 | 28.1421 | -28.1421 | 28.1421 | 31.1942 | DE_N | d349f | 1984-1985 | -82.3024 | 82.3024 | -82.0575 | 82.0575 | 163.398 | 101.259
SE_S | d349g | 1984-1985 | -27.0767 | 27.0767 | -27.0767 | 27.0767 | 18.1786 | DE_N | d349g | 1984-1985 | -76.9047 | 76.9047 | -76.7793 | 76.7793 | 131.89 | 84.8263
SE_S | d349h | 1984-1985 | -23.7448 | 23.7448 | -23.7448 | 23.7448 | 14.9625 | DE_N | d349h | 1984-1985 | -59.0011 | 59.0011 | -58.8754 | 58.8754 | 115.165 | 65.0305
SE_S | d350a | 1984-1985 | -21.3094 | 21.3094 | -21.3094 | 21.3094 | 12.9181 | DE_N | d350a | 1984-1985 | -52.7503 | 52.7503 | -52.6249 | 52.6249 | 106.677 | 57.4961
SE_S | d350b | 1984-1985 | -21.4983 | 21.4983 | -21.4983 | 21.4983 | 14.2685 | DE_N | d350b | 1984-1985 | -61.0804 | 61.0804 | -60.9552 | 60.9552 | 113.001 | 65.4574
SE_S | d350c | 1984-1985 | -24.4159 | 24.4159 | -24.4159 | 24.4159 | 21.177 | DE_N | d350c | 1984-1985 | -72.7177 | 72.7177 | -72.5914 | 72.5914 | 129.233 | 78.9635
SE_S | d350d | 1984-1985 | -25.6856 | 25.6856 | -25.6856 | 25.6856 | 36.9416 | DE_N | d350d | 1984-1985 | -78.1759 | 78.1759 | -77.8849 | 77.8849 | 163.573 | 98.311
SE_S | d350e | 1984-1985 | -26.5612 | 26.5612 | -26.5612 | 26.5612 | 43.873 | DE_N | d350e | 1984-1985 | -81.4394 | 81.4394 | -81.1043 | 81.1043 | 185.078 | 103.544
SE_S | d350f | 1984-1985 | -26.3911 | 26.3911 | -26.3911 | 26.3911 | 38.725 | DE_N | d350f | 1984-1985 | -80.3709 | 80.3709 | -80.0392 | 80.0392 | 183.625 | 102.383
SE_S | d350g | 1984-1985 | -26.343 | 26.343 | -26.343 | 26.343 | 26.9301 | DE_N | d350g | 1984-1985 | -77.013 | 77.013 | -76.7143 | 76.7143 | 153.327 | 97.8108
SE_S | d350h | 1984-1985 | -23.3346 | 23.3346 | -23.3346 | 23.3346 | 22.2746 | DE_N | d350h | 1984-1985 | -59.3056 | 59.3056 | -59.0095 | 59.0095 | 131.866 | 79.8265
SE_S | d351a | 1984-1985 | -20.9672 | 20.9672 | -20.9672 | 20.9672 | 23.5179 | DE_N | d351a | 1984-1985 | -51.5284 | 51.5284 | -51.2281 | 51.2281 | 131.392 | 72.2778
SE_S | d351b | 1984-1985 | -21.1551 | 21.1551 | -21.1551 | 21.1551 | 25.6941 | DE_N | d351b | 1984-1985 | -58.4084 | 58.4084 | -58.1107 | 58.1107 | 131.355 | 79.0645
SE_S | d351c | 1984-1985 | -22.2915 | 22.2915 | -22.2915 | 22.2915 | 30.5088 | DE_N | d351c | 1984-1985 | -64.2125 | 64.2125 | -63.909 | 63.909 | 142.212 | 85.2659
SE_S | d351d | 1984-1985 | -24.2597 | 24.2597 | -24.2597 | 24.2597 | 39.1619 | DE_N | d351d | 1984-1985 | -69.6177 | 69.6177 | -69.2714 | 69.2714 | 174.053 | 92.378
SE_S | d351e | 1984-1985 | -25.3432 | 25.3432 | -25.3432 | 25.3432 | 41.4493 | DE_N | d351e | 1984-1985 | -74.0005 | 74.0005 | -73.5826 | 73.5826 | 203.796 | 120.55
SE_S | d351f | 1984-1985 | -25.6811 | 25.6811 | -25.6811 | 25.6811 | 32.9055 | DE_N | d351f | 1984-1985 | -75.1802 | 75.1802 | -74.8502 | 74.8502 | 177.149 | 97.7159
SE_S | d351g | 1984-1985 | -25.7536 | 25.7536 | -25.7536 | 25.7536 | 23.9809 | DE_N | d351g | 1984-1985 | -70.9934 | 70.9934 | -70.7577 | 70.7577 | 148.062 | 87.0466
SE_S | d351h | 1984-1985 | -23.2379 | 23.2379 | -23.2379 | 23.2379 | 25.0838 | DE_N | d351h | 1984-1985 | -57.4977 | 57.4977 | -57.2997 | 57.2997 | 150.639 | 103.725
SE_S | d352a | 1984-1985 | -21.1037 | 21.1037 | -21.1037 | 21.1037 | 25.0932 | DE_N | d352a | 1984-1985 | -52.2059 | 52.2059 | -52.0069 | 52.0069 | 147.232 | 96.8458
SE_S | d352b | 1984-1985 | -21.2256 | 21.2256 | -21.2256 | 21.2256 | 25.3989 | DE_N | d352b | 1984-1985 | -58.8215 | 58.8215 | -58.6266 | 58.6266 | 147.861 | 102.981
SE_S | d352c | 1984-1985 | -23.0735 | 23.0735 | -23.0735 | 23.0735 | 30.1668 | DE_N | d352c | 1984-1985 | -65.7138 | 65.7138 | -65.5137 | 65.5137 | 166.084 | 113.209
SE_S | d352d | 1984-1985 | -25.5828 | 25.5828 | -25.5828 | 25.5828 | 40.1518 | DE_N | d352d | 1984-1985 | -73.4152 | 73.4152 | -73.1883 | 73.1883 | 209.425 | 127.246
SE_S | d352e | 1984-1985 | -26.2785 | 26.2785 | -26.2785 | 26.2785 | 45.0975 | DE_N | d352e | 1984-1985 | -76.8129 | 76.8129 | -76.4699 | 76.4699 | 234.82 | 151.157
SE_S | d352f | 1984-1985 | -26.5673 | 26.5673 | -26.5673 | 26.5673 | 40.4385 | DE_N | d352f | 1984-1985 | -77.4489 | 77.4489 | -77.2451 | 77.2451 | 207.932 | 136.011
SE_S | d352g | 1984-1985 | -25.6293 | 25.6293 | -25.6293 | 25.6293 | 28.7113 | DE_N | d352g | 1984-1985 | -69.184 | 69.184 | -69.184 | 69.184 | 141.211 | 89.2443
SE_S | d352h | 1984-1985 | -23.2672 | 23.2672 | -23.2672 | 23.2672 | 23.4788 | DE_N | d352h | 1984-1985 | -55.9308 | 55.9308 | -55.9308 | 55.9308 | 117.814 | 68.9265
SE_S | d353a | 1984-1985 | -21.4185 | 21.4185 | -21.4185 | 21.4185 | 21.9972 | DE_N | d353a | 1984-1985 | -52.5738 | 52.5738 | -52.5738 | 52.5738 | 114.24 | 64.2739
SE_S | d353b | 1984-1985 | -21.6851 | 21.6851 | -21.6851 | 21.6851 | 20.3555 | DE_N | d353b | 1984-1985 | -59.6989 | 59.6989 | -59.6989 | 59.6989 | 109.943 | 70.1628
SE_S | d353c | 1984-1985 | -24.6661 | 24.6661 | -24.6661 | 24.6661 | 21.6558 | DE_N | d353c | 1984-1985 | -70.5508 | 70.5508 | -70.5508 | 70.5508 | 125.578 | 83.7948
SE_S | d353d | 1984-1985 | -26.053 | 26.053 | -26.053 | 26.053 | 28.605 | DE_N | d353d | 1984-1985 | -76.2654 | 76.2654 | -76.2654 | 76.2654 | 153.84 | 98.4469
SE_S | d353e | 1984-1985 | -26.8307 | 26.8307 | -26.8307 | 26.8307 | 30.3288 | DE_N | d353e | 1984-1985 | -80.0224 | 80.0224 | -80.0224 | 80.0224 | 184.226 | 129.766
SE_S | d353f | 1984-1985 | -27.1635 | 27.1635 | -27.1635 | 27.1635 | 26.2568 | DE_N | d353f | 1984-1985 | -81.6218 | 81.6218 | -81.6218 | 81.6218 | 151.548 | 101.986
SE_S | d353g | 1984-1985 | -26.1753 | 26.1753 | -26.1753 | 26.1753 | 16.1324 | DE_N | d353g | 1984-1985 | -75.3699 | 75.3699 | -75.3699 | 75.3699 | 100.858 | 76.463
SE_S | d353h | 1984-1985 | -23.4785 | 23.4785 | -23.4785 | 23.4785 | 13.2394 | DE_N | d353h | 1984-1985 | -59.0866 | 59.0866 | -59.0866 | 59.0866 | 77.6636 | 60.1797
SE_S | d354a | 1984-1985 | -21.1699 | 21.1699 | -21.1699 | 21.1699 | 13.9147 | DE_N | d354a | 1984-1985 | -52.8944 | 52.8944 | -52.8944 | 52.8944 | 72.459 | 53.9875
SE_S | d354b | 1984-1985 | -21.3295 | 21.3295 | -21.3295 | 21.3295 | 16.225 | DE_N | d354b | 1984-1985 | -60.506 | 60.506 | -60.506 | 60.506 | 72.7151 | 61.5991
SE_S | d354c | 1984-1985 | -24.1795 | 24.1795 | -24.1795 | 24.1795 | 24.0039 | DE_N | d354c | 1984-1985 | -71.8673 | 71.8673 | -71.8673 | 71.8673 | 90.3177 | 72.9604
SE_S | d354d | 1984-1985 | -25.1659 | 25.1659 | -25.1659 | 25.1659 | 43.6614 | DE_N | d354d | 1984-1985 | -75.6459 | 75.6459 | -75.6459 | 75.6459 | 113.912 | 82.2021
SE_S | d354e | 1984-1985 | -25.3927 | 25.3927 | -25.3927 | 25.3927 | 49.3822 | DE_N | d354e | 1984-1985 | -76.0382 | 76.0382 | -76.0382 | 76.0382 | 150.358 | 105.276
SE_S | d354f | 1984-1985 | -25.5942 | 25.5942 | -25.5942 | 25.5942 | 37.2069 | DE_N | d354f | 1984-1985 | -76.9029 | 76.9029 | -76.9029 | 76.9029 | 116.428 | 84.2716
SE_S | d354g | 1984-1985 | -25.0181 | 25.0181 | -25.0181 | 25.0181 | 23.0013 | DE_N | d354g | 1984-1985 | -71.5825 | 71.5825 | -71.5825 | 71.5825 | 79.0568 | 71.5825
SE_S | d354h | 1984-1985 | -22.7578 | 22.7578 | -22.7578 | 22.7578 | 22.2568 | DE_N | d354h | 1984-1985 | -56.6215 | 56.6215 | -56.6215 | 56.6215 | 60.7031 | 56.6215
SE_S | d355a | 1984-1985 | -20.8788 | 20.8788 | -20.8788 | 20.8788 | 21.7373 | DE_N | d355a | 1984-1985 | -50.3222 | 50.3222 | -50.3222 | 50.3222 | 56.2331 | 50.3222
SE_S | d355b | 1984-1985 | -21.0856 | 21.0856 | -21.0856 | 21.0856 | 21.7132 | DE_N | d355b | 1984-1985 | -56.823 | 56.823 | -56.823 | 56.823 | 57.8447 | 56.823
SE_S | d355c | 1984-1985 | -24.1839 | 24.1839 | -24.1839 | 24.1839 | 25.5646 | DE_N | d355c | 1984-1985 | -68.8767 | 68.8767 | -68.8767 | 68.8767 | 81.34 | 68.8767
SE_S | d355d | 1984-1985 | -25.1512 | 25.1512 | -25.1512 | 25.1512 | 40.7463 | DE_N | d355d | 1984-1985 | -72.2645 | 72.2645 | -72.2645 | 72.2645 | 157.903 | 110.52
SE_S | d355e | 1984-1985 | -24.8286 | 24.8286 | -24.8286 | 24.8286 | 43.8565 | DE_N | d355e | 1984-1985 | -71.1117 | 71.1117 | -71.1117 | 71.1117 | 173.567 | 126.189
SE_S | d355f | 1984-1985 | -25.5703 | 25.5703 | -25.5703 | 25.5703 | 30.7031 | DE_N | d355f | 1984-1985 | -74.3327 | 74.3327 | -74.3327 | 74.3327 | 135.754 | 96.3385
SE_S | d355g | 1984-1985 | -25.1434 | 25.1434 | -25.1434 | 25.1434 | 16.4307 | DE_N | d355g | 1984-1985 | -70.2851 | 70.2851 | -70.2851 | 70.2851 | 103.653 | 71.3782
SE_S | d355h | 1984-1985 | -22.4953 | 22.4953 | -22.4953 | 22.4953 | 11.9109 | DE_N | d355h | 1984-1985 | -55.4367 | 55.4367 | -55.4367 | 55.4367 | 88.4127 | 56.5298
SE_S | d356a | 1984-1985 | -20.78 | 20.78 | -20.78 | 20.78 | 11.2303 | DE_N | d356a | 1984-1985 | -48.8486 | 48.8486 | -48.8486 | 48.8486 | 81.3209 | 49.9417
SE_S | d356b | 1984-1985 | -21.092 | 21.092 | -21.092 | 21.092 | 11.955 | DE_N | d356b | 1984-1985 | -56.14 | 56.14 | -56.14 | 56.14 | 81.0115 | 57.2331
SE_S | d356c | 1984-1985 | -24.0377 | 24.0377 | -24.0377 | 24.0377 | 17.1579 | DE_N | d356c | 1984-1985 | -67.99 | 67.99 | -67.99 | 67.99 | 101.139 | 69.083
SE_S | d356d | 1984-1985 | -25.1588 | 25.1588 | -25.1588 | 25.1588 | 29.3794 | DE_N | d356d | 1984-1985 | -72.2013 | 72.2013 | -72.2013 | 72.2013 | 125.793 | 73.2944
SE_S | d356e | 1984-1985 | -25.4241 | 25.4241 | -25.4241 | 25.4241 | 36.5237 | DE_N | d356e | 1984-1985 | -74.0581 | 74.0581 | -74.0581 | 74.0581 | 146.865 | 75.1512
SE_S | d356f | 1984-1985 | -26.105 | 26.105 | -26.105 | 26.105 | 27.0972 | DE_N | d356f | 1984-1985 | -78.0058 | 78.0058 | -78.0058 | 78.0058 | 140.827 | 79.0989
SE_S | d356g | 1984-1985 | -25.671 | 25.671 | -25.671 | 25.671 | 13.0889 | DE_N | d356g | 1984-1985 | -73.7454 | 73.7454 | -73.7454 | 73.7454 | 111.389 | 74.8385
SE_S | d356h | 1984-1985 | -22.6448 | 22.6448 | -22.6448 | 22.6448 | 8.6331 | DE_N | d356h | 1984-1985 | -57.6338 | 57.6338 | -57.6338 | 57.6338 | 82.3955 | 58.7269
SE_S | d357a | 1984-1985 | -21.038 | 21.038 | -21.038 | 21.038 | 7.711 | DE_N | d357a | 1984-1985 | -51.3362 | 51.3362 | -51.3362 | 51.3362 | 68.2481 | 52.4293
SE_S | d357b | 1984-1985 | -21.2717 | 21.2717 | -21.2717 | 21.2717 | 8.2064 | DE_N | d357b | 1984-1985 | -59.0005 | 59.0005 | -59.0005 | 59.0005 | 66.063 | 60.0936
SE_S | d357c | 1984-1985 | -24.274 | 24.274 | -24.274 | 24.274 | 13.1819 | DE_N | d357c | 1984-1985 | -71.5042 | 71.5042 | -71.5042 | 71.5042 | 83.9635 | 72.5973
SE_S | d357d | 1984-1985 | -25.3221 | 25.3221 | -25.3221 | 25.3221 | 28.1175 | DE_N | d357d | 1984-1985 | -74.9861 | 74.9861 | -74.9861 | 74.9861 | 112.367 | 76.0792
SE_S | d357e | 1984-1985 | -25.5791 | 25.5791 | -25.5791 | 25.5791 | 35.362 | DE_N | d357e | 1984-1985 | -76.0167 | 76.0167 | -76.0167 | 76.0167 | 155.393 | 101.38
SE_S | d357f | 1984-1985 | -26.1784 | 26.1784 | -26.1784 | 26.1784 | 24.8119 | DE_N | d357f | 1984-1985 | -79.1323 | 79.1323 | -79.1323 | 79.1323 | 128.439 | 80.2254
SE_S | d357g | 1984-1985 | -25.7368 | 25.7368 | -25.7368 | 25.7368 | 11.7572 | DE_N | d357g | 1984-1985 | -73.7996 | 73.7996 | -73.7996 | 73.7996 | 94.2977 | 74.8927
SE_S | d357h | 1984-1985 | -22.588 | 22.588 | -22.588 | 22.588 | 6.8985 | DE_N | d357h | 1984-1985 | -58.1 | 58.1 | -58.1 | 58.1 | 79.0835 | 59.1931
SE_S | d358a | 1984-1985 | -20.82 | 20.82 | -20.82 | 20.82 | 6.2569 | DE_N | d358a | 1984-1985 | -50.7947 | 50.7947 | -50.7947 | 50.7947 | 81.0717 | 51.8878
SE_S | d358b | 1984-1985 | -20.8874 | 20.8874 | -20.8874 | 20.8874 | 6.875 | DE_N | d358b | 1984-1985 | -57.5152 | 57.5152 | -57.5152 | 57.5152 | 85.108 | 58.6083
SE_S | d358c | 1984-1985 | -22.1482 | 22.1482 | -22.1482 | 22.1482 | 13.8812 | DE_N | d358c | 1984-1985 | -64.0422 | 64.0422 | -64.0422 | 64.0422 | 105.568 | 65.1353
SE_S | d358d | 1984-1985 | -23.6694 | 23.6694 | -23.6694 | 23.6694 | 28.1958 | DE_N | d358d | 1984-1985 | -67.4266 | 67.4266 | -67.4266 | 67.4266 | 150.772 | 77.1719
SE_S | d358e | 1984-1985 | -24.7392 | 24.7392 | -24.7392 | 24.7392 | 35.0793 | DE_N | d358e | 1984-1985 | -71.5151 | 71.5151 | -71.5151 | 71.5151 | 161.133 | 111.743
SE_S | d358f | 1984-1985 | -25.6296 | 25.6296 | -25.6296 | 25.6296 | 27.9872 | DE_N | d358f | 1984-1985 | -74.6328 | 74.6328 | -74.6328 | 74.6328 | 118.917 | 75.7259
SE_S | d358g | 1984-1985 | -26.0369 | 26.0369 | -26.0369 | 26.0369 | 12.538 | DE_N | d358g | 1984-1985 | -70.6391 | 70.6391 | -70.6391 | 70.6391 | 84.8415 | 71.7322
SE_S | d358h | 1984-1985 | -22.9322 | 22.9322 | -22.9322 | 22.9322 | 7.1558 | DE_N | d358h | 1984-1985 | -56.5226 | 56.5226 | -56.5226 | 56.5226 | 66.1758 | 57.6157
SE_S | d359a | 1984-1985 | -20.9796 | 20.9796 | -20.9796 | 20.9796 | 6.4673 | DE_N | d359a | 1984-1985 | -50.2955 | 50.2955 | -50.2955 | 50.2955 | 65.5721 | 51.3886
SE_S | d359b | 1984-1985 | -21.0042 | 21.0042 | -21.0042 | 21.0042 | 6.83 | DE_N | d359b | 1984-1985 | -56.0119 | 56.0119 | -56.0119 | 56.0119 | 70.7275 | 57.105
SE_S | d359c | 1984-1985 | -22.3028 | 22.3028 | -22.3028 | 22.3028 | 13.9859 | DE_N | d359c | 1984-1985 | -62.5808 | 62.5808 | -62.5808 | 62.5808 | 86.1801 | 63.6738
SE_S | d359d | 1984-1985 | -24.6505 | 24.6505 | -24.6505 | 24.6505 | 32.2745 | DE_N | d359d | 1984-1985 | -68.6775 | 68.6775 | -68.6775 | 68.6775 | 127.941 | 83.7087
SE_S | d359e | 1984-1985 | -25.9445 | 25.9445 | -25.9445 | 25.9445 | 38.9806 | DE_N | d359e | 1984-1985 | -72.7713 | 72.7713 | -72.7713 | 72.7713 | 141.303 | 100.321
SE_S | d359f | 1984-1985 | -26.1246 | 26.1246 | -26.1246 | 26.1246 | 28.7518 | DE_N | d359f | 1984-1985 | -73.4337 | 73.4337 | -73.4337 | 73.4337 | 108.085 | 88.7445
SE_S | d359g | 1984-1985 | -25.6031 | 25.6031 | -25.6031 | 25.6031 | 15.5455 | DE_N | d359g | 1984-1985 | -69.1467 | 69.1467 | -69.1467 | 69.1467 | 80.2472 | 69.1467
SE_S | d359h | 1984-1985 | -22.9984 | 22.9984 | -22.9984 | 22.9984 | 13.0119 | DE_N | d359h | 1984-1985 | -57.3062 | 57.3062 | -57.3062 | 57.3062 | 63.7206 | 57.3062
SE_S | d360a | 1984-1985 | -21.2312 | 21.2312 | -21.2312 | 21.2312 | 11.5695 | DE_N | d360a | 1984-1985 | -52.6781 | 52.6781 | -52.6781 | 52.6781 | 58.7334 | 52.6781
SE_S | d360b | 1984-1985 | -21.4744 | 21.4744 | -21.4744 | 21.4744 | 10.1136 | DE_N | d360b | 1984-1985 | -60.4994 | 60.4994 | -60.4994 | 60.4994 | 61.4447 | 60.4994
SE_S | d360c | 1984-1985 | -24.1974 | 24.1974 | -24.1974 | 24.1974 | 15.8302 | DE_N | d360c | 1984-1985 | -71.1294 | 71.1294 | -71.1294 | 71.1294 | 79.8703 | 71.1294
SE_S | d360d | 1984-1985 | -25.3821 | 25.3821 | -25.3821 | 25.3821 | 33.7503 | DE_N | d360d | 1984-1985 | -75.0714 | 75.0714 | -75.0714 | 75.0714 | 127.247 | 76.1645
SE_S | d360e | 1984-1985 | -26.6505 | 26.6505 | -26.6505 | 26.6505 | 41.0165 | DE_N | d360e | 1984-1985 | -80.1582 | 80.1582 | -80.1582 | 80.1582 | 142.933 | 103.746
SE_S | d360f | 1984-1985 | -26.9725 | 26.9725 | -26.9725 | 26.9725 | 31.2357 | DE_N | d360f | 1984-1985 | -82.2668 | 82.2668 | -82.2668 | 82.2668 | 96.0692 | 83.3599
SE_S | d360g | 1984-1985 | -26.0009 | 26.0009 | -26.0009 | 26.0009 | 17.6122 | DE_N | d360g | 1984-1985 | -75.2799 | 75.2799 | -75.2799 | 75.2799 | 70.8405 | 75.2799
SE_S | d360h | 1984-1985 | -23.0042 | 23.0042 | -23.0042 | 23.0042 | 12.7134 | DE_N | d360h | 1984-1985 | -60.0231 | 60.0231 | -60.0231 | 60.0231 | 51.4583 | 60.0231
SE_S | d361a | 1984-1985 | -21.0503 | 21.0503 | -21.0503 | 21.0503 | 11.0422 | DE_N | d361a | 1984-1985 | -52.8444 | 52.8444 | -52.8444 | 52.8444 | 54.451 | 52.8444
SE_S | d361b | 1984-1985 | -21.369 | 21.369 | -21.369 | 21.369 | 9.9867 | DE_N | d361b | 1984-1985 | -61.239 | 61.239 | -61.239 | 61.239 | 64.5717 | 61.239
SE_S | d361c | 1984-1985 | -24.3101 | 24.3101 | -24.3101 | 24.3101 | 15.4591 | DE_N | d361c | 1984-1985 | -72.7763 | 72.7763 | -72.7763 | 72.7763 | 78.574 | 72.7763
SE_S | d361d | 1984-1985 | -25.3186 | 25.3186 | -25.3186 | 25.3186 | 30.2788 | DE_N | d361d | 1984-1985 | -76.0426 | 76.0426 | -76.0426 | 76.0426 | 106.079 | 77.1357
SE_S | d361e | 1984-1985 | -25.3878 | 25.3878 | -25.3878 | 25.3878 | 35.4605 | DE_N | d361e | 1984-1985 | -76.5545 | 76.5545 | -76.5545 | 76.5545 | 131.043 | 98.2411
SE_S | d361f | 1984-1985 | -25.8018 | 25.8018 | -25.8018 | 25.8018 | 25.9342 | DE_N | d361f | 1984-1985 | -79.0841 | 79.0841 | -79.0841 | 79.0841 | 123.211 | 80.1772
SE_S | d361g | 1984-1985 | -25.4775 | 25.4775 | -25.4775 | 25.4775 | 16.6383 | DE_N | d361g | 1984-1985 | -75.0147 | 75.0147 | -75.0147 | 75.0147 | 105.069 | 76.1078
SE_S | d361h | 1984-1985 | -22.6413 | 22.6413 | -22.6413 | 22.6413 | 12.2629 | DE_N | d361h | 1984-1985 | -59.402 | 59.402 | -59.402 | 59.402 | 85.4804 | 60.4951
SE_S | d362a | 1984-1985 | -20.9254 | 20.9254 | -20.9254 | 20.9254 | 11.724 | DE_N | d362a | 1984-1985 | -53.1606 | 53.1606 | -53.1606 | 53.1606 | 86.3763 | 54.2537
SE_S | d362b | 1984-1985 | -21.2178 | 21.2178 | -21.2178 | 21.2178 | 14.4912 | DE_N | d362b | 1984-1985 | -61.3955 | 61.3955 | -61.3955 | 61.3955 | 94.3158 | 62.4886
SE_S | d362c | 1984-1985 | -24.2392 | 24.2392 | -24.2392 | 24.2392 | 21.5422 | DE_N | d362c | 1984-1985 | -73.7634 | 73.7634 | -73.7634 | 73.7634 | 104.73 | 74.8565
SE_S | d362d | 1984-1985 | -25.0918 | 25.0918 | -25.0918 | 25.0918 | 35.0618 | DE_N | d362d | 1984-1985 | -77.0982 | 77.0982 | -77.0982 | 77.0982 | 138.856 | 78.1913
SE_S | d362e | 1984-1985 | -25.0727 | 25.0727 | -25.0727 | 25.0727 | 42.9644 | DE_N | d362e | 1984-1985 | -77.1641 | 77.1641 | -77.1641 | 77.1641 | 142.809 | 78.2572
SE_S | d362f | 1984-1985 | -25.5267 | 25.5267 | -25.5267 | 25.5267 | 35.2057 | DE_N | d362f | 1984-1985 | -79.2977 | 79.2977 | -79.2977 | 79.2977 | 110.972 | 80.3908
SE_S | d362g | 1984-1985 | -25.4252 | 25.4252 | -25.4252 | 25.4252 | 20.8818 | DE_N | d362g | 1984-1985 | -75.8034 | 75.8034 | -75.8034 | 75.8034 | 85.9901 | 76.8965
SE_S | d362h | 1984-1985 | -22.5786 | 22.5786 | -22.5786 | 22.5786 | 16.124 | DE_N | d362h | 1984-1985 | -58.9271 | 58.9271 | -58.9271 | 58.9271 | 69.9992 | 60.0202
SE_S | d363a | 1984-1985 | -20.989 | 20.989 | -20.989 | 20.989 | 14.268 | DE_N | d363a | 1984-1985 | -53.1428 | 53.1428 | -53.1428 | 53.1428 | 68.7597 | 54.2359
SE_S | d363b | 1984-1985 | -21.3076 | 21.3076 | -21.3076 | 21.3076 | 15.1078 | DE_N | d363b | 1984-1985 | -61.8193 | 61.8193 | -61.8193 | 61.8193 | 81.4057 | 62.9124
SE_S | d363c | 1984-1985 | -24.3382 | 24.3382 | -24.3382 | 24.3382 | 22.3867 | DE_N | d363c | 1984-1985 | -74.2459 | 74.2459 | -74.2459 | 74.2459 | 109.112 | 75.339
SE_S | d363d | 1984-1985 | -25.4892 | 25.4892 | -25.4892 | 25.4892 | 39.3024 | DE_N | d363d | 1984-1985 | -78.9777 | 78.9777 | -78.9777 | 78.9777 | 167.837 | 109.793
SE_S | d363e | 1984-1985 | -25.6378 | 25.6378 | -25.6378 | 25.6378 | 48.0273 | DE_N | d363e | 1984-1985 | -79.655 | 79.655 | -79.655 | 79.655 | 217.577 | 145.413
SE_S | d363f | 1984-1985 | -25.8749 | 25.8749 | -25.8749 | 25.8749 | 39.587 | DE_N | d363f | 1984-1985 | -80.8729 | 80.8729 | -80.8729 | 80.8729 | 189.772 | 123.787
SE_S | d363g | 1984-1985 | -25.8534 | 25.8534 | -25.8534 | 25.8534 | 26.8558 | DE_N | d363g | 1984-1985 | -77.7847 | 77.7847 | -77.7847 | 77.7847 | 142.583 | 101.311
SE_S | d363h | 1984-1985 | -23.0898 | 23.0898 | -23.0898 | 23.0898 | 22.8414 | DE_N | d363h | 1984-1985 | -61.7327 | 61.7327 | -61.7327 | 61.7327 | 124.511 | 83.1237
SE_S | d364a | 1984-1985 | -21.1496 | 21.1496 | -21.1496 | 21.1496 | 21.9175 | DE_N | d364a | 1984-1985 | -54.399 | 54.399 | -54.399 | 54.399 | 124.867 | 77.3264
SE_S | d364b | 1984-1985 | -21.3554 | 21.3554 | -21.3554 | 21.3554 | 21.3019 | DE_N | d364b | 1984-1985 | -62.4288 | 62.4288 | -62.4288 | 62.4288 | 131.007 | 85.6205
SE_S | d364c | 1984-1985 | -24.5117 | 24.5117 | -24.5117 | 24.5117 | 27.3648 | DE_N | d364c | 1984-1985 | -75.2737 | 75.2737 | -75.2737 | 75.2737 | 157.976 | 110.394
SE_S | d364d | 1984-1985 | -25.3524 | 25.3524 | -25.3524 | 25.3524 | 40.0535 | DE_N | d364d | 1984-1985 | -78.3618 | 78.3618 | -78.3618 | 78.3618 | 216.243 | 143.565
SE_S | d364e | 1984-1985 | -25.4219 | 25.4219 | -25.4219 | 25.4219 | 44.4564 | DE_N | d364e | 1984-1985 | -78.4266 | 78.4266 | -78.4266 | 78.4266 | 258.713 | 179.01
SE_S | d364f | 1984-1985 | -26.0221 | 26.0221 | -26.0221 | 26.0221 | 37.9259 | DE_N | d364f | 1984-1985 | -81.2677 | 81.2677 | -81.2677 | 81.2677 | 221.086 | 148.259
SE_S | d364g | 1984-1985 | -25.8503 | 25.8503 | -25.8503 | 25.8503 | 28.91 | DE_N | d364g | 1984-1985 | -77.4491 | 77.4491 | -77.4491 | 77.4491 | 171.761 | 128.087
SE_S | d364h | 1984-1985 | -22.7369 | 22.7369 | -22.7369 | 22.7369 | 26.8064 | DE_N | d364h | 1984-1985 | -59.8924 | 59.8924 | -59.8924 | 59.8924 | 150.573 | 108.243
SE_S | d365a | 1984-1985 | -20.9316 | 20.9316 | -20.9316 | 20.9316 | 30.7287 | DE_N | d365a | 1984-1985 | -52.554 | 52.554 | -52.554 | 52.554 | 145.747 | 100.901
SE_S | d365b | 1984-1985 | -21.088 | 21.088 | -21.088 | 21.088 | 32.0957 | DE_N | d365b | 1984-1985 | -59.8814 | 59.8814 | -59.8814 | 59.8814 | 144.295 | 105.656
SE_S | d365c | 1984-1985 | -22.256 | 22.256 | -22.256 | 22.256 | 38.1941 | DE_N | d365c | 1984-1985 | -66.0432 | 66.0432 | -66.0432 | 66.0432 | 158.461 | 114.848
SE_S | d365d | 1984-1985 | -24.3573 | 24.3573 | -24.3573 | 24.3573 | 46.3707 | DE_N | d365d | 1984-1985 | -72.5409 | 72.5409 | -72.5409 | 72.5409 | 190.136 | 125.454
SE_S | d365e | 1984-1985 | -24.8096 | 24.8096 | -24.8096 | 24.8096 | 49.2443 | DE_N | d365e | 1984-1985 | -74.0179 | 74.0179 | -74.0179 | 74.0179 | 201.472 | 131.61
SE_S | d365f | 1984-1985 | -25.3825 | 25.3825 | -25.3825 | 25.3825 | 41.9315 | DE_N | d365f | 1984-1985 | -76.0339 | 76.0339 | -76.0339 | 76.0339 | 177.818 | 125.66
SE_S | d365g | 1984-1985 | -25.0524 | 25.0524 | -25.0524 | 25.0524 | 28.5755 | DE_N | d365g | 1984-1985 | -70.602 | 70.602 | -70.602 | 70.602 | 143.362 | 104.697
SE_S | d365h | 1984-1985 | -22.9455 | 22.9455 | -22.9455 | 22.9455 | 23.3297 | DE_N | d365h | 1984-1985 | -59.5726 | 59.5726 | -59.5726 | 59.5726 | 119.751 | 75.2393

## gen
|  | 1984-1985 | 1984-1985 | 1984-1985 | 1984-1985 | 1984-1985 | 1984-1985 | 1984-1985 | 1984-1985 | 1984-1985 | 1984-1985 | 1984-1985
|  | W | W_CHP | WA_CHP | WONA4 | WONA5 | WOFF5 | RR | PVPA1 | PVPA2 | WG_peak | bat_cap
DE_N | d001a |  |  |  | 6.9271 | 7.2798 | 68.7405 | 0.025751 |  |  |  | 18.7651 | 101.7383
DE_N | d001b |  |  |  | 6.9582 | 6.2996 | 60.9477 | 0.025734 |  |  |  | 30.6447 | 104.876
DE_N | d001c |  |  |  | 6.2139 | 5.0667 | 55.5664 | 0.025715 | 3.3913 | 27.372 |  | 13.3754 | 111.0114
DE_N | d001d |  |  |  | 6.236 | 5.2941 | 48.2169 | 0.025696 | 15.5343 | 84.9025 |  |  | 160.2096
DE_N | d001e |  |  |  | 6.5755 | 6.0741 | 49.1457 | 0.025677 | 19.5161 | 124.796 |  |  | 206.1331
DE_N | d001f |  |  |  | 8.9359 | 7.2725 | 59.3921 | 0.025659 | 11.7653 | 93.0397 |  |  | 180.4311
DE_N | d001g |  |  |  | 9.9137 | 8.811 | 62.4114 | 0.025639 | 2.9585 | 23.0845 |  | 22.9101 | 130.1149
DE_N | d001h |  |  |  | 9.8551 | 9.7829 | 68.9889 | 0.025621 |  |  |  | 25.8351 | 114.4876
DE_N | d002a |  |  |  | 10.3528 | 10.9236 | 78.5513 | 0.025602 |  |  |  | 11.8602 | 111.7135
DE_N | d002b |  |  |  | 10.4908 | 11.1925 | 88.6563 | 0.025583 |  |  |  | 8.7401 | 119.1052
DE_N | d002c |  |  |  | 10.1887 | 11.2921 | 91.7597 | 0.025564 | 3.441 | 24.6758 |  |  | 141.3829
DE_N | d002d |  |  |  | 7.904 | 11.1125 | 81.2075 | 0.025545 | 10.4881 | 75.0419 |  |  | 185.7796
DE_N | d002e |  |  |  | 5.8118 | 10.0787 | 72.4248 | 0.025526 | 11.1929 | 93.3385 |  |  | 192.8722
DE_N | d002f |  |  |  | 4.3287 | 9.0102 | 70.4259 | 0.025507 | 8.192 | 69.9552 |  |  | 161.9374
DE_N | d002g |  |  |  | 1.4922 | 6.0468 | 61.4598 | 0.025488 | 2.9077 | 22.6189 |  | 2.7969 | 97.3478
DE_N | d002h |  |  |  | 1.3123 | 3.8678 | 48.6641 | 0.025469 |  |  |  | 26.2954 | 80.1651
DE_N | d003a |  |  |  | 1.3254 | 3.4837 | 46.3022 | 0.02545 |  |  |  | 25.5951 | 76.7318
DE_N | d003b |  |  |  | 1.2321 | 2.9653 | 50.189 | 0.025431 |  |  |  | 30.4584 | 84.8702
DE_N | d003c |  |  |  | 0.59101 | 1.7196 | 36.7322 | 0.025412 | 3.9817 | 25.4193 |  | 30.6828 | 99.1521
DE_N | d003d |  |  |  | 0.4995 | 1.5063 | 28.5877 | 0.025393 | 13.2774 | 77.1544 |  |  | 121.0507
DE_N | d003e |  |  |  | 1.1148 | 1.644 | 32.9714 | 0.025374 | 13.836 | 90.42 |  |  | 140.0116
DE_N | d003f |  |  |  | 2.0796 | 2.3971 | 36.1436 | 0.025355 | 6.2324 | 64.0486 |  |  | 110.9266
DE_N | d003g |  |  |  | 2.5516 | 3.4007 | 43.5504 | 0.025336 | 2.311 | 19.6725 |  | 24.748 | 96.2595
DE_N | d003h |  |  |  | 2.4154 | 3.2562 | 46.0538 | 0.025317 |  |  |  | 25.71 | 77.4608
DE_N | d004a |  |  |  | 3.3599 | 3.8259 | 49.7113 | 0.025298 |  |  |  | 15.565 | 72.4873
DE_N | d004b |  |  |  | 5.1415 | 4.7221 | 58.7654 | 0.025279 |  |  |  | 15.6772 | 84.3314
DE_N | d004c |  |  |  | 6.2072 | 4.7367 | 61.1311 | 0.02526 | 2.1988 | 19.5057 |  | 8.7895 | 102.5943
DE_N | d004d |  |  |  | 5.929 | 5.5572 | 59.1858 | 0.025241 | 10.7622 | 67.2799 |  |  | 148.7394
DE_N | d004e |  |  |  | 6.3925 | 6.8864 | 58.3564 | 0.025222 | 17.6538 | 104.492 |  |  | 193.8063
DE_N | d004f |  |  |  | 7.7246 | 7.7669 | 66.6996 | 0.025203 | 11.9864 | 81.2126 |  |  | 175.4153
DE_N | d004g |  |  |  | 8.1533 | 8.0252 | 79.0672 | 0.025184 | 3.0368 | 21.104 |  | 22.4369 | 141.8486
DE_N | d004h |  |  |  | 7.7223 | 8.4781 | 89.6806 | 0.025166 |  |  |  | 13.049 | 118.9552
DE_N | d005a |  |  |  | 7.7228 | 7.8494 | 85.4651 | 0.025147 |  |  |  | 6.0439 | 107.1064
DE_N | d005b |  |  |  | 7.386 | 8.2189 | 82.935 | 0.025128 |  |  |  | 17.0201 | 115.5852
DE_N | d005c |  |  |  | 8.6217 | 8.114 | 80.5654 | 0.025109 | 3.2643 | 22.3826 |  | 10.2263 | 133.1994
DE_N | d005d |  |  |  | 7.9852 | 8.6734 | 79.1895 | 0.02509 | 8.4237 | 71.1991 |  |  | 175.496
DE_N | d005e |  |  |  | 8.5158 | 10.0455 | 84.6281 | 0.025071 | 9.885 | 104.429 |  |  | 217.5285
DE_N | d005f |  |  |  | 8.9332 | 11.2692 | 88.0678 | 0.025052 | 7.0683 | 77.6964 |  |  | 193.06
DE_N | d005g |  |  |  | 7.6529 | 11.0271 | 86.497 | 0.025033 | 2.6538 | 20.9859 |  | 1.4915 | 130.3332
DE_N | d005h |  |  |  | 7.1142 | 10.3398 | 79.6443 | 0.025014 |  |  |  | 9.8248 | 106.9481
DE_N | d006a |  |  |  | 6.9406 | 9.3821 | 69.2106 | 0.024995 |  |  |  | 9.782 | 95.3403
DE_N | d006b |  |  |  | 6.9961 | 9.0116 | 68.3277 | 0.024976 |  |  |  | 20.0701 | 104.4305
DE_N | d006c |  |  |  | 8.2525 | 8.9809 | 65.0409 | 0.024957 | 1.9925 | 19.3459 |  | 19.1691 | 122.8067
DE_N | d006d |  |  |  | 8.5315 | 8.0471 | 57.1105 | 0.024938 | 6.4154 | 65.1813 |  |  | 145.3108
DE_N | d006e |  |  |  | 8.6122 | 6.9903 | 48.5686 | 0.024919 | 9.047 | 94.1585 |  |  | 167.4016
DE_N | d006f |  |  |  | 8.4603 | 7.333 | 54.3893 | 0.0249 | 7.6841 | 70.9767 |  |  | 148.8683
DE_N | d006g |  |  |  | 7.2742 | 8.4718 | 62.4917 | 0.024881 | 2.9278 | 19.2695 |  | 8.8106 | 109.2705
DE_N | d006h |  |  |  | 6.8342 | 7.7933 | 61.9566 | 0.024862 |  |  |  | 10.7507 | 87.3597
DE_N | d007a |  |  |  | 6.4393 | 6.2992 | 53.3383 | 0.024843 |  |  |  | 15.8458 | 81.9474
DE_N | d007b |  |  |  | 6.0999 | 5.7661 | 50.7126 | 0.024824 |  |  |  | 29.0279 | 91.6314
DE_N | d007c |  |  |  | 6.4646 | 5.1399 | 42.6523 | 0.024805 | 2.3829 | 19.6795 |  | 23.557 | 99.901
DE_N | d007d |  |  |  | 5.1613 | 3.944 | 35.0582 | 0.024786 | 7.0683 | 65.1188 |  |  | 116.3754
DE_N | d007e |  |  |  | 5.3092 | 3.1371 | 27.9074 | 0.024767 | 12.0827 | 104.721 |  |  | 153.1822
DE_N | d007f |  |  |  | 4.4702 | 3.5271 | 28.4425 | 0.024748 | 9.4385 | 83.1166 |  |  | 129.0197
DE_N | d007g |  |  | 0.072992 | 3.4802 | 3.5428 | 32.0312 | 0.02473 | 2.9141 | 21.7155 |  | 24.7052 | 88.4867
DE_N | d007h |  |  | 0.072992 | 2.7779 | 3.205 | 39.0597 | 0.02471 |  |  |  | 26.7671 | 71.9074
DE_N | d008a |  |  | 0.072992 | 1.6184 | 2.2795 | 33.7855 | 0.024692 |  |  |  | 27.8426 | 65.6237
DE_N | d008b |  |  | 0.072992 | 1.1635 | 1.8065 | 30.3993 | 0.024673 |  |  |  | 35.6754 | 69.1424
DE_N | d008c |  |  | 0.072992 | 0.45306 | 1.7411 | 35.2416 | 0.024654 | 3.3109 | 24.1338 |  | 11.8119 | 76.79
DE_N | d008d |  |  |  | 0.29348 | 1.5937 | 38.3565 | 0.024635 | 12.8837 | 86.4243 |  |  | 139.5763
DE_N | d008e |  |  |  | 0.47335 | 2.0276 | 40.5426 | 0.024616 | 21.1953 | 130.648 |  |  | 194.9115
DE_N | d008f |  |  |  | 0.80334 | 2.4865 | 38.7501 | 0.024597 | 18.0633 | 103.665 |  |  | 163.7928
DE_N | d008g |  |  |  | 1.7983 | 2.2766 | 41.307 | 0.024578 | 4.3955 | 26.6076 |  | 29.4597 | 105.8692
DE_N | d008h |  |  |  | 4.9566 | 3.882 | 55.3104 | 0.024559 |  |  |  | 30.2172 | 94.3908
DE_N | d009a |  |  |  | 6.1662 | 4.8304 | 55.9563 | 0.02454 |  |  |  | 19.5821 | 86.5595
DE_N | d009b |  |  |  | 6.36 | 5.5182 | 53.9612 | 0.024521 |  |  |  | 27.7322 | 93.5961
DE_N | d009c |  |  |  | 3.1034 | 2.9121 | 42.1287 | 0.024502 | 4.57 | 33.0979 |  | 19.8111 | 105.6477
DE_N | d009d |  |  |  | 1.8871 | 2.0296 | 36.1665 | 0.024483 | 19.9922 | 137.485 |  |  | 197.5849
DE_N | d009e |  |  |  | 3.2043 | 3.3744 | 39.5604 | 0.024464 | 27.2086 | 187.685 |  |  | 261.0572
DE_N | d009f |  |  |  | 3.6033 | 3.9352 | 42.6217 | 0.024445 | 18.2548 | 128.097 |  |  | 196.5365
DE_N | d009g |  |  |  | 5.1757 | 5.0901 | 48.8323 | 0.024426 | 4.3383 | 27.3581 |  | 36.7713 | 127.5903
DE_N | d009h |  |  |  | 9.439 | 9.3299 | 70.5444 | 0.024407 |  |  |  | 25.1455 | 114.4832
DE_N | d010a |  |  |  | 9.0766 | 9.4944 | 80.2749 | 0.024388 |  |  |  | 14.1256 | 112.9958
DE_N | d010b |  |  |  | 7.3667 | 8.9531 | 76.304 | 0.024369 |  |  |  | 26.02 | 118.6681
DE_N | d010c |  |  |  | 4.1682 | 5.9926 | 67.6589 | 0.02435 | 4.7002 | 32.8895 |  | 24.7398 | 140.1735
DE_N | d010d |  |  |  | 2.3613 | 4.5927 | 63.3363 | 0.024331 | 21.0694 | 138.757 |  |  | 230.1411
DE_N | d010e |  |  |  | 3.2282 | 6.163 | 60.5616 | 0.024312 | 29.3302 | 191.006 |  |  | 290.3133
DE_N | d010f |  |  |  | 2.6043 | 5.8169 | 56.2506 | 0.024293 | 20.1605 | 129.355 |  |  | 214.2116
DE_N | d010g |  |  |  | 5.4115 | 8.156 | 69.1418 | 0.024275 | 4.1806 | 26.0239 |  | 23.0069 | 135.945
DE_N | d010h |  |  |  | 9.3326 | 11.1925 | 75.6849 | 0.024255 |  |  |  | 16.1468 | 112.3811
DE_N | d011a |  |  |  | 9.0969 | 10.8601 | 68.1252 | 0.024237 |  |  |  | 12.9614 | 101.0678
DE_N | d011b |  |  |  | 7.5839 | 6.1845 | 56.2238 | 0.024218 |  |  |  | 39.2172 | 109.2336
DE_N | d011c |  |  |  | 4.4477 | 3.9806 | 51.6834 | 0.024199 | 4.4737 | 29.6651 |  | 34.2166 | 128.4913
DE_N | d011d |  |  |  | 1.7189 | 2.815 | 46.2754 | 0.02418 | 19.7086 | 117.827 |  |  | 188.3691
DE_N | d011e |  |  |  | 1.2555 | 3.2582 | 43.3211 | 0.024161 | 27.0139 | 169.902 |  |  | 244.7749
DE_N | d011f |  |  |  | 1.1374 | 2.5929 | 38.7348 | 0.024142 | 17.4559 | 106.312 |  |  | 166.2571
DE_N | d011g |  |  |  | 2.4226 | 2.6495 | 39.6865 | 0.024123 | 4.0156 | 23.8002 |  | 25.5494 | 98.148
DE_N | d011h |  |  |  | 5.6558 | 4.4536 | 41.5439 | 0.024104 |  |  |  | 27.4425 | 79.1199
DE_N | d012a |  |  |  | 5.8177 | 4.3198 | 43.1988 | 0.024085 |  |  |  | 20.2768 | 73.6372
DE_N | d012b |  |  |  | 6.2689 | 3.3187 | 39.5565 | 0.024066 |  |  |  | 30.0881 | 79.2563
DE_N | d012c |  |  |  | 4.2786 | 1.9691 | 35.7308 | 0.024047 | 4.1764 | 26.2671 |  | 23.4455 | 95.8916
DE_N | d012d |  |  |  | 2.4069 | 1.5571 | 23.6116 | 0.024028 | 15.7978 | 112.135 |  |  | 155.5324
DE_N | d012e |  |  |  | 1.8037 | 1.5517 | 13.6785 | 0.024009 | 22.8777 | 158.409 |  |  | 198.3446
DE_N | d012f |  |  |  | 1.8965 | 1.5703 | 13.2352 | 0.02399 | 15.8539 | 105.485 |  |  | 138.0649
DE_N | d012g |  |  |  | 6.0755 | 2.2073 | 16.1628 | 0.023971 | 3.4484 | 23.4458 |  | 44.2113 | 95.5751
DE_N | d012h |  |  |  | 7.441 | 4.2896 | 26.9137 | 0.023952 |  |  |  | 44.2113 | 82.8796
DE_N | d013a |  |  |  | 8.0104 | 7.3838 | 50.2999 | 0.023933 |  |  |  | 35.0054 | 100.7234
DE_N | d013b |  |  |  | 9.2033 | 9.5793 | 83.4433 | 0.023914 |  |  |  | 3.3742 | 105.624
DE_N | d013c |  |  |  | 11.1458 | 11.77 | 92.9177 | 0.023895 | 3.786 | 22.2714 |  |  | 141.9148
DE_N | d013d |  |  |  | 11.5759 | 13.4433 | 104.697 | 0.023876 | 16.9882 | 107.883 |  |  | 254.6113
DE_N | d013e |  |  |  | 10.3929 | 13.496 | 106.619 | 0.023857 | 23.2311 | 161.508 |  |  | 315.2709
DE_N | d013f |  |  |  | 7.4789 | 12.5139 | 105.117 | 0.023838 | 14.0487 | 106.569 |  |  | 245.7513
DE_N | d013g |  |  |  | 2.7702 | 8.3087 | 97.0989 | 0.02382 | 2.9998 | 22.7648 |  | 25.1363 | 159.1026
DE_N | d013h |  |  |  | 2.2653 | 7.6898 | 92.7343 | 0.0238 |  |  |  | 32.1822 | 134.8954
DE_N | d014a |  |  |  | 4.2872 | 9.0063 | 94.1369 | 0.023782 |  |  |  | 21.1821 | 128.6362
DE_N | d014b |  |  |  | 5.3678 | 9.5178 | 93.491 | 0.023763 |  |  |  | 28.4684 | 136.8688
DE_N | d014c |  |  |  | 4.6311 | 9.5622 | 92.8413 | 0.023744 | 3.5617 | 26.2185 |  | 11.438 | 148.2766
DE_N | d014d |  |  |  | 6.1269 | 8.8061 | 85.4154 | 0.023725 | 11.9018 | 91.3094 |  |  | 203.5834
DE_N | d014e |  |  |  | 7.6719 | 8.4361 | 80.9438 | 0.023706 | 15.2169 | 104.582 |  |  | 216.8744
DE_N | d014f |  |  |  | 8.5473 | 7.3354 | 72.1611 | 0.023687 | 11.2458 | 73.0267 |  |  | 172.34
DE_N | d014g |  |  |  | 8.8273 | 8.3746 | 73.5217 | 0.023668 | 3.1839 | 20.7635 |  | 34.7681 | 149.4628
DE_N | d014h |  |  |  | 10.2135 | 9.1068 | 75.8683 | 0.023649 |  |  |  | 37.2881 | 132.5004
DE_N | d015a |  |  |  | 11.5781 | 9.448 | 75.188 | 0.02363 |  |  |  | 0.95061 | 97.1884
DE_N | d015b |  |  |  | 11.5912 | 9.7428 | 71.7368 | 0.023611 |  |  |  | 12.1061 | 105.2006
DE_N | d015c |  |  |  | 11.2179 | 9.9835 | 75.5358 | 0.023592 | 3.2231 | 21.5418 |  |  | 121.5256
DE_N | d015d |  |  |  | 7.8896 | 8.3668 | 66.7416 | 0.023573 | 11.6553 | 81.6017 |  |  | 176.2786
DE_N | d015e |  |  |  | 6.227 | 7.0274 | 50.1967 | 0.023554 | 11.3156 | 110.586 |  |  | 185.3763
DE_N | d015f |  |  |  | 4.7033 | 4.9207 | 46.5697 | 0.023535 | 4.096 | 60.8868 |  |  | 121.2
DE_N | d015g | 0.031909 |  | 0.072992 | 3.6403 | 2.6295 | 31.1025 | 0.023516 | 0.96078 | 13.7937 |  | 14.9108 | 67.166
DE_N | d015h | 0.031909 |  | 0.072992 | 4.5933 | 2.0262 | 24.2078 | 0.023497 |  |  |  | 24.4363 | 55.392
DE_N | d016a | 0.031909 |  | 0.072992 | 4.4003 | 1.9246 | 22.0638 | 0.023478 |  |  |  | 21.5218 | 50.039
DE_N | d016b | 0.031909 |  | 0.072992 | 3.3166 | 1.4443 | 16.9195 | 0.023459 |  |  |  | 36.6397 | 58.4485
DE_N | d016c | 0.031909 |  | 0.072992 | 2.0525 | 1.2535 | 14.7601 | 0.02344 | 2.8315 | 16.8373 |  | 29.2938 | 67.1571
DE_N | d016d |  |  |  | 1.2352 | 1.3497 | 13.9422 | 0.023421 | 10.34 | 57.6417 |  |  | 84.5322
DE_N | d016e |  |  |  | 2.6764 | 2.0935 | 19.9388 | 0.023402 | 10.8035 | 80.5594 |  |  | 116.0951
DE_N | d016f |  |  |  | 4.0293 | 4.129 | 42.9427 | 0.023383 | 7.7592 | 63.3329 |  |  | 122.2165
DE_N | d016g |  |  |  | 5.0504 | 5.444 | 56.0021 | 0.023364 | 2.3416 | 16.8651 |  | 17.2574 | 102.984
DE_N | d016h |  |  |  | 6.7134 | 5.8135 | 70.9916 | 0.023346 |  |  |  | 8.3905 | 91.9323
DE_N | d017a |  |  |  | 7.7377 | 6.819 | 74.7829 | 0.023327 |  |  |  |  | 89.3629
DE_N | d017b |  |  |  | 8.4626 | 7.6347 | 73.4567 | 0.023308 |  |  |  | 8.7854 | 98.3626
DE_N | d017c |  |  |  | 10.5769 | 8.626 | 73.7777 | 0.023289 | 2.6379 | 20.7357 |  |  | 116.3775
DE_N | d017d |  |  |  | 10.6391 | 8.7193 | 74.5765 | 0.02327 | 9.3898 | 80.4273 |  |  | 183.7752
DE_N | d017e |  |  |  | 10.9943 | 8.9531 | 81.8992 | 0.023251 | 13.2361 | 112.344 |  |  | 227.4499
DE_N | d017f |  |  |  | 11.9572 | 10.3408 | 90.7125 | 0.023232 | 10.249 | 80.3717 |  |  | 203.6544
DE_N | d017g |  |  |  | 12.0339 | 11.2087 | 96.6632 | 0.023213 | 2.9024 | 19.7907 |  | 10.2569 | 152.8791
DE_N | d017h |  |  |  | 11.8576 | 11.7168 | 97.053 | 0.023194 |  |  |  | 12.8253 | 133.4759
DE_N | d018a |  |  |  | 11.749 | 11.83 | 97.783 | 0.023175 |  |  |  | 6.1739 | 127.5591
DE_N | d018b |  |  |  | 11.8098 | 12.2117 | 99.2621 | 0.023156 |  |  |  | 13.7952 | 137.102
DE_N | d018c |  |  |  | 12.0073 | 11.5747 | 95.788 | 0.023137 | 2.2443 | 15.3155 |  | 14.0627 | 151.0156
DE_N | d018d |  |  |  | 12.1606 | 11.217 | 93.7395 | 0.023118 | 7.7116 | 59.4832 |  |  | 184.335
DE_N | d018e |  |  |  | 12.1173 | 10.7772 | 90.1889 | 0.023099 | 11.3886 | 97.8692 |  |  | 222.3643
DE_N | d018f |  |  |  | 12.0429 | 11.4132 | 89.6386 | 0.02308 | 9.8448 | 76.4942 |  |  | 199.4568
DE_N | d018g |  |  |  | 11.4532 | 11.646 | 88.8474 | 0.023061 | 3.2728 | 21.0067 |  | 0.3557 | 136.6048
DE_N | d018h |  |  |  | 10.8902 | 11.3414 | 84.8459 | 0.023042 |  |  |  | 9.6616 | 116.7622
DE_N | d019a |  |  |  | 10.3321 | 10.8182 | 81.8343 | 0.023023 |  |  |  | 6.7839 | 109.7916
DE_N | d019b |  |  |  | 10.0354 | 10.1006 | 79.4532 | 0.023004 |  |  |  | 19.0753 | 118.6875
DE_N | d019c |  |  |  | 10.3014 | 8.9335 | 74.0147 | 0.022985 | 1.4465 | 18.7692 |  | 19.2055 | 132.6938
DE_N | d019d |  |  |  | 9.5643 | 7.4433 | 67.4487 | 0.022966 | 3.7542 | 62.2766 |  |  | 150.5102
DE_N | d019e |  |  |  | 9.0766 | 6.9733 | 63.1376 | 0.022947 | 5.6567 | 86.3548 |  |  | 171.2219
DE_N | d019f |  |  |  | 8.6136 | 6.3211 | 68.8246 | 0.022928 | 4.3404 | 63.7776 |  |  | 151.9003
DE_N | d019g |  |  |  | 6.6584 | 5.7417 | 79.5335 | 0.022909 | 1.5015 | 16.8096 |  | 15.0079 | 125.2756
DE_N | d019h |  |  |  | 4.9291 | 5.8979 | 79.0405 | 0.022891 |  |  |  | 14.4963 | 104.3868
DE_N | d020a |  |  |  | 4.3909 | 5.2565 | 68.4615 | 0.022871 |  |  |  | 15.5243 | 93.6561
DE_N | d020b |  |  |  | 4.1817 | 4.7967 | 58.5704 | 0.022853 |  |  |  | 34.4544 | 102.0261
DE_N | d020c |  |  |  | 4.3832 | 4.0953 | 49.6654 | 0.022834 | 2.0972 | 18.1785 |  | 37.7934 | 116.2359
DE_N | d020d |  |  |  | 3.6488 | 3.6951 | 37.443 | 0.022815 | 7.9677 | 78.8499 |  |  | 131.6273
DE_N | d020e |  |  |  | 3.3522 | 3.4944 | 39.5871 | 0.022796 | 9.4829 | 111.253 |  |  | 167.1925
DE_N | d020f |  |  |  | 3.849 | 4.3496 | 54.4619 | 0.022777 | 8.355 | 82.2132 |  |  | 153.2515
DE_N | d020g |  |  |  | 4.6131 | 5.6163 | 71.4655 | 0.022758 | 2.6951 | 20.5689 |  | 18.0716 | 123.0532
DE_N | d020h |  |  |  | 5.5968 | 6.1605 | 71.4349 | 0.022739 |  |  |  | 20.7089 | 103.9239
DE_N | d021a |  |  |  | 5.5756 | 6.2196 | 70.1813 | 0.02272 |  |  |  | 14.6257 | 96.6249
DE_N | d021b |  |  |  | 5.4417 | 6.6252 | 72.1343 | 0.022701 |  |  |  | 19.0833 | 103.3072
DE_N | d021c |  |  |  | 5.5431 | 7.6049 | 71.2591 | 0.022682 | 2.3988 | 20.1103 |  | 4.7098 | 111.6487
DE_N | d021d |  |  |  | 6.1377 | 9.3924 | 74.2249 | 0.022663 | 7.6905 | 70.6362 |  |  | 168.1043
DE_N | d021e |  |  |  | 6.7089 | 11.4508 | 86.4396 | 0.022644 | 10.0797 | 95.8124 |  |  | 210.5141
DE_N | d021f |  |  |  | 7.7359 | 12.4992 | 93.9611 | 0.022625 | 6.7752 | 67.3007 |  |  | 188.2947
DE_N | d021g |  |  |  | 7.1137 | 11.9906 | 94.8784 | 0.022606 | 2.149 | 16.9416 |  | 12.5855 | 145.6815
DE_N | d021h |  |  |  | 7.4938 | 11.8613 | 91.0259 | 0.022587 |  |  |  | 18.6452 | 129.0488
DE_N | d022a |  |  |  | 8.1475 | 11.8608 | 87.227 | 0.022568 |  |  |  | 16.2269 | 123.4847
DE_N | d022b |  |  |  | 8.8165 | 11.8915 | 91.7865 | 0.022549 |  |  |  | 17.4381 | 129.9551
DE_N | d022c |  |  |  | 9.5423 | 11.9877 | 90.7813 | 0.02253 | 2.6432 | 19.2208 |  | 10.6024 | 144.8002
DE_N | d022d |  |  |  | 10.5841 | 12.4612 | 89.5354 | 0.022511 | 10.8585 | 78.7943 |  |  | 202.256
DE_N | d022e |  |  |  | 10.1644 | 12.5105 | 89.7609 | 0.022492 | 15.0666 | 107.862 |  |  | 235.3869
DE_N | d022f |  |  |  | 10.2852 | 12.6335 | 90.8042 | 0.022473 | 12.5726 | 77.2656 |  |  | 203.5836
DE_N | d022g |  |  |  | 8.3332 | 11.9281 | 90.4106 | 0.022454 | 3.0305 | 19.4919 |  | 19.7583 | 152.975
DE_N | d022h |  |  |  | 7.4595 | 11.3512 | 90.2845 | 0.022436 |  |  |  | 24.4549 | 133.5726
DE_N | d023a |  |  |  | 7.753 | 11.3507 | 90.1316 | 0.022416 |  |  |  | 21.3474 | 130.6051
DE_N | d023b |  |  |  | 7.5659 | 10.8001 | 88.2742 | 0.022398 |  |  |  | 26.6015 | 133.2641
DE_N | d023c |  |  |  | 7.7539 | 10.4296 | 83.493 | 0.022379 | 2.7839 | 23.1401 |  | 20.656 | 148.2789
DE_N | d023d |  |  |  | 7.8188 | 10.4155 | 75.0466 | 0.02236 | 10.632 | 81.9978 |  |  | 185.9331
DE_N | d023e |  |  |  | 8.2755 | 10.7576 | 69.887 | 0.022341 | 12.761 | 102.254 |  |  | 203.9574
DE_N | d023f |  |  |  | 7.8738 | 11.3038 | 72.6235 | 0.022322 | 9.1253 | 75.0141 |  |  | 175.9628
DE_N | d023g |  |  |  | 5.6081 | 10.4653 | 76.6938 | 0.022303 | 2.8146 | 20.2562 |  | 14.3347 | 130.195
DE_N | d023h |  |  |  | 4.9598 | 9.1986 | 76.2734 | 0.022284 |  |  |  | 25.3508 | 115.8049
DE_N | d024a |  |  |  | 4.8385 | 8.564 | 73.4376 | 0.022265 |  |  |  | 23.7324 | 110.5948
DE_N | d024b |  |  |  | 4.7646 | 8.0754 | 71.905 | 0.022246 |  |  |  | 34.3826 | 119.1499
DE_N | d024c |  |  |  | 4.8128 | 7.9363 | 64.8536 | 0.022227 | 3.003 | 22.9663 |  | 29.0018 | 132.596
DE_N | d024d |  |  |  | 4.3503 | 7.9607 | 53.8848 | 0.022208 | 12.0277 | 88.1754 |  |  | 166.4211
DE_N | d024e |  |  |  | 4.4783 | 7.846 | 48.7405 | 0.022189 | 16.803 | 115.686 |  |  | 193.576
DE_N | d024f |  |  |  | 5.7681 | 8.6216 | 54.8594 | 0.02217 | 11.9357 | 78.7387 |  |  | 159.9457
DE_N | d024g |  |  |  | 4.4964 | 8.0242 | 62.0216 | 0.022151 | 3.4304 | 20.159 |  | 22.2303 | 120.384
DE_N | d024h |  |  |  | 3.7895 | 6.9562 | 62.549 | 0.022132 |  |  |  | 27.5301 | 100.8469
DE_N | d025a |  |  |  | 3.6588 | 6.2035 | 59.224 | 0.022113 |  |  |  | 22.4425 | 91.5509
DE_N | d025b |  |  |  | 4.0113 | 6.3382 | 58.0048 | 0.022094 |  |  |  | 31.0294 | 99.4058
DE_N | d025c |  |  |  | 3.2666 | 5.5777 | 55.7537 | 0.022075 | 3.459 | 24.5437 |  | 23.5699 | 116.1927
DE_N | d025d |  |  |  | 2.9023 | 5.0764 | 48.9775 | 0.022056 | 11.778 | 96.4517 |  |  | 165.208
DE_N | d025e |  |  |  | 2.1071 | 5.671 | 50.3725 | 0.022037 | 12.0595 | 112.059 |  |  | 182.2911
DE_N | d025f |  |  |  | 2.6796 | 7.5883 | 66.7187 | 0.022018 | 8.5719 | 78.2871 |  |  | 163.8676
DE_N | d025g |  |  |  | 2.9167 | 8.1242 | 76.3766 | 0.021999 | 3.2051 | 20.5064 |  | 25.82 | 136.971
DE_N | d025h |  |  |  | 2.91 | 7.6898 | 75.6505 | 0.02198 |  |  |  | 32.2659 | 118.5382
DE_N | d026a |  |  |  | 3.3977 | 8.4034 | 75.6122 | 0.021961 |  |  |  | 22.5267 | 109.962
DE_N | d026b |  |  |  | 3.5974 | 9.1703 | 76.9958 | 0.021943 |  |  |  | 28.1185 | 117.904
DE_N | d026c |  |  |  | 3.6056 | 9.6911 | 75.6696 | 0.021924 | 2.8707 | 22.9872 |  | 18.0712 | 132.9173
DE_N | d026d |  |  |  | 5.0382 | 10.2114 | 73.7777 | 0.021905 | 9.0269 | 85.1248 |  |  | 183.2009
DE_N | d026e |  |  |  | 5.3281 | 10.4028 | 78.5436 | 0.021886 | 11.1918 | 114.491 |  |  | 219.9792
DE_N | d026f |  |  |  | 6.2338 | 11.1232 | 86.7798 | 0.021867 | 9.7115 | 89.2247 |  |  | 203.0948
DE_N | d026g |  |  |  | 6.3731 | 11.3854 | 89.5736 | 0.021848 | 3.1691 | 21.5696 |  | 14.2025 | 146.2951
DE_N | d026h |  |  |  | 5.9304 | 10.6781 | 85.4077 | 0.021829 |  |  |  | 24.3989 | 126.4369
DE_N | d027a |  |  |  | 6.0981 | 10.495 | 81.5056 | 0.02181 |  |  |  | 22.7099 | 120.8304
DE_N | d027b |  |  |  | 6.7292 | 10.8987 | 81.3374 | 0.021791 |  |  |  | 29.1558 | 128.1429
DE_N | d027c |  |  |  | 8.642 | 11.2975 | 85.2854 | 0.021772 | 1.8718 | 17.0597 |  | 19.5783 | 143.7565
DE_N | d027d |  |  |  | 10.8401 | 11.3307 | 83.944 | 0.021753 | 7.8344 | 65.2647 |  |  | 179.2356
DE_N | d027e |  |  |  | 11.3058 | 11.7881 | 88.6219 | 0.021734 | 12.1907 | 90.2115 |  |  | 214.1397
DE_N | d027f |  |  |  | 11.5628 | 12.0404 | 93.8579 | 0.021715 | 9.247 | 67.9539 |  |  | 194.6837
DE_N | d027g |  |  |  | 11.089 | 12.5041 | 96.216 | 0.021696 | 2.7691 | 17.4002 |  | 11.3303 | 151.3304
DE_N | d027h |  |  |  | 11.1873 | 12.5754 | 96.6403 | 0.021677 |  |  |  | 13.3526 | 133.7773
DE_N | d028a |  |  |  | 11.4208 | 12.3099 | 94.4274 | 0.021658 |  |  |  | 10.9288 | 129.1086
DE_N | d028b |  |  |  | 11.5718 | 12.078 | 91.3431 | 0.021639 |  |  |  | 20.4316 | 135.4461
DE_N | d028c |  |  |  | 11.8865 | 11.8603 | 85.4077 | 0.02162 | 2.8929 | 21.2499 |  | 14.4507 | 147.7696
DE_N | d028d |  |  |  | 12.0298 | 11.9833 | 77.3971 | 0.021601 | 9.7559 | 84.9094 |  |  | 196.0971
DE_N | d028e |  |  |  | 11.9739 | 12.4553 | 85.6676 | 0.021582 | 11.7452 | 108.119 |  |  | 229.9826
DE_N | d028f |  |  |  | 12.0262 | 12.7701 | 90.4182 | 0.021563 | 7.8576 | 67.676 |  |  | 190.7697
DE_N | d028g |  |  |  | 11.1291 | 12.1624 | 85.8434 | 0.021544 | 2.0591 | 16.754 |  |  | 127.9696
DE_N | d028h |  |  |  | 9.5139 | 10.9407 | 86.0231 | 0.021525 |  |  |  | 0.058614 | 106.5578
DE_N | d029a |  |  | 0.072992 | 7.5619 | 9.4383 | 89.6844 | 0.021507 |  |  |  | 25.2667 | 132.0457
DE_N | d029b |  |  | 0.072992 | 5.7492 | 7.9114 | 85.5797 | 0.021487 |  |  |  | 38.7226 | 138.0574
DE_N | d029c |  |  | 0.072992 | 5.182 | 7.8162 | 82.3197 | 0.021469 | 2.5913 | 17.3655 |  | 25.6697 | 141.039
DE_N | d029d |  |  | 0.072992 | 5.2686 | 9.2205 | 86.7378 | 0.02145 | 9.8607 | 61.9987 |  |  | 173.1808
DE_N | d029e |  |  | 0.072992 | 5.2587 | 11.1774 | 93.7356 | 0.021431 | 9.4924 | 68.8643 |  |  | 188.6228
DE_N | d029f |  |  | 0.072992 | 6.562 | 11.9599 | 100.344 | 0.021412 | 4.6357 | 41.3116 |  |  | 164.9075
DE_N | d029g |  |  | 0.072992 | 7.4379 | 11.9906 | 97.6187 | 0.021393 | 0.72905 | 9.6243 |  | 11.7847 | 139.2796
DE_N | d029h |  |  | 0.072992 | 9.471 | 11.8793 | 92.4285 | 0.021374 |  |  |  | 13.4378 | 127.311
DE_N | d030a |  |  | 0.072992 | 9.6004 | 10.7362 | 85.4307 | 0.021355 |  |  |  | 14.6686 | 120.5303
DE_N | d030b |  |  | 0.072992 | 8.8823 | 9.9425 | 80.5845 | 0.021336 |  |  |  | 25.4381 | 124.9417
DE_N | d030c |  |  | 0.072992 | 8.3932 | 9.3528 | 74.7485 | 0.021317 | 1.1639 | 11.7993 |  | 29.9409 | 135.4929
DE_N | d030d |  |  | 0.072992 | 8.2169 | 8.8886 | 71.3164 | 0.021298 | 6.28 | 61.54 |  |  | 156.3362
DE_N | d030e |  |  | 0.072992 | 7.4217 | 8.8178 | 69.7991 | 0.021279 | 10.0649 | 98.0847 |  |  | 194.2825
DE_N | d030f |  |  | 0.072992 | 5.8402 | 7.9407 | 67.1047 | 0.02126 | 9.7348 | 73.0406 |  |  | 163.7552
DE_N | d030g |  |  | 0.072992 | 2.1846 | 4.6747 | 61.0356 | 0.021241 | 2.6929 | 18.5607 |  | 26.6607 | 115.9035
DE_N | d030h |  |  | 0.072992 | 2.1828 | 4.7138 | 65.6715 | 0.021222 |  |  |  | 27.2041 | 99.8664
DE_N | d031a |  |  | 0.072992 | 3.4176 | 5.3405 | 71.2591 | 0.021203 |  |  |  | 20.7379 | 100.8493
DE_N | d031b |  |  | 0.072992 | 4.1921 | 5.915 | 66.8219 | 0.021184 |  |  |  | 26.1699 | 103.1931
DE_N | d031c |  |  | 0.072992 | 3.3594 | 5.6207 | 63.772 | 0.021165 | 3.2135 | 23.3138 |  | 23.9785 | 123.3521
DE_N | d031d |  |  | 0.021903 | 2.0909 | 6.881 | 71.0986 | 0.021146 | 13.0266 | 101.239 |  |  | 194.3791
DE_N | d031e |  |  | 0.021903 | 4.2619 | 7.8875 | 66.6232 | 0.021127 | 19.1246 | 155.567 |  |  | 253.5073
DE_N | d031f |  |  | 0.021903 | 5.7663 | 8.3576 | 69.2297 | 0.021108 | 17.8823 | 110.996 |  |  | 212.2749
DE_N | d031g |  |  | 0.072992 | 8.7741 | 10.7454 | 89.9902 | 0.021089 | 3.9807 | 23.7307 |  | 33.1631 | 170.4782
DE_N | d031h |  |  | 0.072992 | 10.4664 | 12.2591 | 98.4862 | 0.02107 |  |  |  | 32.0037 | 153.3095
DE_N | d032a |  |  | 0.072992 | 10.6977 | 12.3201 | 97.8442 | 0.021052 |  |  |  | 24.89 | 145.846
DE_N | d032b |  |  | 0.072992 | 10.9763 | 12.5393 | 99.9691 | 0.021032 |  |  |  | 27.1037 | 150.6824
DE_N | d032c |  |  | 0.072992 | 9.1915 | 12.3552 | 105.832 | 0.021014 | 2.9088 | 23.9183 |  | 9.6418 | 163.9416
DE_N | d032d |  |  | 0.021903 | 6.5998 | 11.7553 | 106.493 | 0.020995 | 14.7926 | 103.289 |  |  | 242.9726
DE_N | d032e |  |  | 0.021903 | 7.4906 | 11.378 | 105.641 | 0.020976 | 24.029 | 154.232 |  |  | 302.8135
DE_N | d032f |  |  | 0.021903 | 7.8062 | 8.0408 | 97.1027 | 0.020957 | 17.349 | 105.534 |  |  | 235.8755
DE_N | d032g |  |  | 0.072992 | 8.0695 | 6.5471 | 92.7993 | 0.020938 | 3.131 | 19.61 |  | 0.087091 | 130.3379
DE_N | d032h |  |  | 0.072992 | 8.8958 | 7.292 | 78.0162 | 0.020919 |  |  |  |  | 94.2979
DE_N | d033a | 0.031909 | 0.065912 | 0.072992 | 7.858 | 5.195 | 58.8609 | 0.0209 |  |  |  | 3.9807 | 76.0864
DE_N | d033b | 0.031909 | 0.065912 | 0.072992 | 6.9177 | 5.0252 | 54.2441 | 0.020881 |  |  |  | 7.1517 | 73.5304
DE_N | d033c | 0.031909 | 0.065912 | 0.072992 | 5.237 | 4.1451 | 48.3507 | 0.020862 | 1.3946 | 18.2758 |  | 12.831 | 90.4259
DE_N | d033d | 0.031909 | 0.065912 | 0.072992 | 4.0825 | 3.1698 | 29.1534 | 0.020843 | 4.0706 | 60.5047 |  |  | 101.1727
DE_N | d033e | 0.031909 | 0.065912 | 0.072992 | 4.3765 | 2.978 | 24.5327 | 0.020824 | 5.9287 | 74.889 |  |  | 112.8965
DE_N | d033f | 0.031909 | 0.065912 | 0.072992 | 5.2704 | 5.0008 | 36.6825 | 0.020805 | 6.5244 | 46.4052 |  | 2.3512 | 102.4261
DE_N | d033g | 0.031909 | 0.065912 | 0.072992 | 6.3298 | 5.9111 | 47.5061 | 0.020786 | 2.5236 | 11.3129 |  | 26.1505 | 99.9256
DE_N | d033h | 0.031909 | 0.065912 | 0.072992 | 6.1121 | 5.8643 | 47.0398 | 0.020767 |  |  |  | 17.3746 | 76.5823
DE_N | d034a | 0.031909 | 0.065912 | 0.072992 | 6.3131 | 4.5785 | 38.7119 | 0.020748 |  |  |  | 17.2746 | 67.0697
DE_N | d034b | 0.031909 | 0.065912 | 0.072992 | 7.5141 | 4.5366 | 39.2279 | 0.020729 |  |  |  | 24.1087 | 75.5788
DE_N | d034c | 0.031909 | 0.065912 | 0.072992 | 6.7815 | 4.6005 | 40.4012 | 0.02071 | 2.7882 | 15.0167 |  | 25.1187 | 94.8983
DE_N | d034d | 0.031909 | 0.065912 | 0.072992 | 5.5846 | 3.3753 | 34.7524 | 0.020691 | 15.7438 | 78.2662 |  |  | 137.9139
DE_N | d034e |  | 0.019774 | 0.072992 | 3.652 | 2.6119 | 31.4809 | 0.020672 | 23.6428 | 127.347 |  |  | 188.8481
DE_N | d034f | 0.031909 | 0.065912 | 0.072992 | 2.7553 | 2.322 | 31.4465 | 0.020653 | 12.5832 | 87.0289 |  |  | 136.3274
DE_N | d034g | 0.031909 | 0.065912 | 0.072992 | 1.3015 | 2.2898 | 28.4005 | 0.020634 | 2.1924 | 17.6504 |  | 32.8926 | 84.9186
DE_N | d034h | 0.031909 | 0.065912 | 0.072992 | 2.0232 | 2.7715 | 32.0504 | 0.020615 |  |  |  | 30.9819 | 68.0185
DE_N | d035a | 0.031909 | 0.065912 | 0.072992 | 3.7255 | 2.6871 | 34.9015 | 0.020597 |  |  |  | 21.7954 | 63.3009
DE_N | d035b | 0.031909 | 0.065912 | 0.072992 | 5.0941 | 3.4764 | 35.0429 | 0.020577 |  |  |  | 27.5916 | 71.3964
DE_N | d035c | 0.031909 | 0.065912 | 0.072992 | 3.8238 | 3.1864 | 36.7169 | 0.020559 | 3.3923 | 21.4793 |  | 13.1627 | 81.9528
DE_N | d035d |  | 0.019774 | 0.072992 | 2.0462 | 2.4215 | 35.9028 | 0.02054 | 16.7671 | 99.947 |  |  | 157.198
DE_N | d035e |  | 0.019774 | 0.072992 | 3.4861 | 2.548 | 28.6298 | 0.020521 | 20.6959 | 129.591 |  |  | 185.0641
DE_N | d035f | 0.031909 | 0.065912 | 0.072992 | 1.7658 | 1.3023 | 15.1882 | 0.020502 | 12.3589 | 79.6421 |  |  | 110.4486
DE_N | d035g | 0.031909 | 0.065912 | 0.072992 | 1.489 | 0.8176 | 12.016 | 0.020483 | 2.44 | 16.344 |  | 42.3595 | 75.6575
DE_N | d035h | 0.031909 | 0.065912 | 0.072992 | 3.9162 | 2.2029 | 14.5614 | 0.020464 |  |  |  | 40.9289 | 61.8006
DE_N | d036a | 0.031909 | 0.065912 | 0.072992 | 4.9986 | 3.1054 | 18.3795 | 0.020453 |  |  |  | 27.1153 | 53.79
DE_N | d036b | 0.031909 | 0.065912 | 0.072992 | 5.1365 | 4.0704 | 33.1281 | 0.02046 |  |  |  | 16.3986 | 58.9249
DE_N | d036c | 0.031909 | 0.065912 | 0.072992 | 4.1028 | 5.0525 | 39.2852 | 0.020467 | 1.8358 | 18.7831 |  |  | 69.2507
DE_N | d036d | 0.031909 | 0.065912 | 0.072992 | 2.5768 | 5.5621 | 49.1992 | 0.020474 | 8.9412 | 88.2241 |  |  | 154.6947
DE_N | d036e |  | 0.019774 | 0.072992 | 2.406 | 4.2622 | 40.8942 | 0.02048 | 16.1597 | 115.047 |  |  | 178.8824
DE_N | d036f | 0.031909 | 0.065912 | 0.072992 | 1.2442 | 2.9146 | 32.1918 | 0.020487 | 11.7272 | 81.157 |  |  | 129.4261
DE_N | d036g | 0.031909 | 0.065912 | 0.072992 | 1.0184 | 1.4858 | 29.9292 | 0.020494 | 2.6919 | 17.1848 |  | 14.3281 | 66.8295
DE_N | d036h | 0.031909 | 0.065912 | 0.072992 | 1.576 | 1.6601 | 25.0104 | 0.020501 |  |  |  | 27.7904 | 56.2282
DE_N | d037a | 0.031909 | 0.065912 | 0.072992 | 1.7428 | 2.5529 | 23.5925 | 0.020508 |  |  |  | 22.0219 | 50.1014
DE_N | d037b | 0.031909 | 0.065912 | 0.072992 | 2.0025 | 2.2551 | 18.8228 | 0.020514 |  |  |  | 32.7074 | 55.9791
DE_N | d037c | 0.031909 | 0.065912 | 0.072992 | 2.0918 | 2.4713 | 17.638 | 0.020521 | 1.456 | 15.0376 |  | 26.8472 | 65.7332
DE_N | d037d | 0.031909 | 0.065912 | 0.072992 | 1.9696 | 2.075 | 12.7728 | 0.020528 | 6.6239 | 70.0664 |  |  | 93.699
DE_N | d037e | 0.031909 | 0.065912 | 0.072992 | 2.795 | 2.6881 | 14.6875 | 0.020535 | 15.6931 | 102.838 |  |  | 138.893
DE_N | d037f | 0.031909 | 0.065912 | 0.072992 | 3.3743 | 4.1763 | 26.2182 | 0.020541 | 10.3453 | 54.598 |  |  | 98.9035
DE_N | d037g | 0.031909 | 0.065912 | 0.072992 | 3.4726 | 4.2618 | 37.1908 | 0.020548 | 1.9893 | 9.9579 |  | 23.6871 | 80.7508
DE_N | d037h | 0.031909 | 0.065912 | 0.072992 | 5.4354 | 4.6308 | 47.5099 | 0.020555 |  |  |  | 15.2263 | 72.9937
DE_N | d038a | 0.031909 | 0.065912 | 0.072992 | 6.0584 | 4.5312 | 63.1452 | 0.020562 |  |  |  |  | 73.9262
DE_N | d038b | 0.031909 | 0.065912 | 0.072992 | 5.8258 | 4.6054 | 59.6329 | 0.020568 |  |  |  | 7.684 | 77.9395
DE_N | d038c | 0.031909 | 0.065912 | 0.072992 | 5.0405 | 4.7494 | 51.7522 | 0.020575 | 2.1797 | 21.5696 |  | 14.6893 | 100.1721
DE_N | d038d | 0.031909 | 0.065912 | 0.072992 | 4.0636 | 4.7611 | 51.7025 | 0.020582 | 11.5759 | 97.3342 |  |  | 169.6287
DE_N | d038e |  | 0.019774 | 0.072992 | 4.6654 | 5.6422 | 50.8158 | 0.020589 | 16.4824 | 123.08 |  |  | 200.7991
DE_N | d038f | 0.031909 | 0.065912 | 0.072992 | 5.5467 | 6.0146 | 48.3354 | 0.020595 | 10.6268 | 80.7748 |  |  | 151.4897
DE_N | d038g | 0.031909 | 0.065912 | 0.072992 | 4.7529 | 5.5299 | 41.2114 | 0.020602 | 2.6464 | 17.0597 |  | 18.021 | 89.4126
DE_N | d038h | 0.031909 | 0.065912 | 0.072992 | 3.8102 | 3.8727 | 35.9716 | 0.020609 |  |  |  | 24.4729 | 68.3189
DE_N | d039a | 0.031909 | 0.065912 | 0.072992 | 3.6367 | 3.3861 | 42.3733 | 0.020616 |  |  |  | 13.4988 | 63.0863
DE_N | d039b | 0.031909 | 0.065912 | 0.072992 | 2.8631 | 3.2894 | 45.6983 | 0.020622 |  |  |  | 19.689 | 71.7312
DE_N | d039c | 0.031909 | 0.065912 | 0.072992 | 1.8384 | 2.9048 | 41.4675 | 0.020629 | 3.2664 | 22.6884 |  | 14.9027 | 87.2597
DE_N | d039d | 0.031909 | 0.065912 | 0.072992 | 1.0616 | 2.2517 | 38.3794 | 0.020636 | 16.0698 | 98.8699 |  |  | 156.8239
DE_N | d039e | 0.031909 | 0.065912 | 0.072992 | 1.1699 | 1.7001 | 24.8843 | 0.020643 | 17.3141 | 119.383 |  |  | 164.6428
DE_N | d039f | 0.031909 | 0.065912 | 0.072992 | 0.99178 | 0.99674 | 8.412 | 0.02065 | 9.2544 | 67.6482 |  |  | 87.4945
DE_N | d039g | 0.031909 | 0.065912 | 0.072992 | 2.4226 | 1.8773 | 13.755 | 0.020656 | 2.1099 | 15.1279 |  | 42.8115 | 78.2957
DE_N | d039h | 0.031909 | 0.065912 | 0.072992 | 4.2921 | 3.6345 | 24.2384 | 0.020663 |  |  |  | 26.7962 | 59.1527
DE_N | d040a | 0.031909 | 0.065912 | 0.072992 | 3.4 | 3.4617 | 27.6972 | 0.02067 |  |  |  | 15.8458 | 50.5962
DE_N | d040b | 0.031909 | 0.065912 | 0.072992 | 3.185 | 3.3275 | 25.2206 | 0.020677 |  |  |  | 27.7644 | 59.6889
DE_N | d040c | 0.031909 | 0.065912 | 0.072992 | 2.4736 | 2.7774 | 27.2921 | 0.020683 | 3.2283 | 23.689 |  | 13.5843 | 73.2362
DE_N | d040d |  | 0.019774 | 0.072992 | 2.2865 | 1.7987 | 24.3607 | 0.02069 | 17.0803 | 116.715 |  |  | 162.3547
DE_N | d040e |  | 0.019774 | 0.072992 | 4.0113 | 3.5584 | 38.9833 | 0.020697 | 21.0503 | 143.156 |  |  | 210.8727
DE_N | d040f |  | 0.019774 | 0.072992 | 5.3818 | 5.1282 | 65.9658 | 0.020704 | 13.1239 | 85.9587 |  |  | 175.6718
DE_N | d040g | 0.031909 | 0.065912 | 0.072992 | 5.9223 | 6.02 | 74.3319 | 0.02071 | 3.0072 | 17.6643 |  | 26.7646 | 133.9017
DE_N | d040h | 0.031909 | 0.065912 | 0.072992 | 5.3443 | 7.1763 | 75.7842 | 0.020717 |  |  |  | 21.2538 | 109.7502
DE_N | d041a | 0.031909 | 0.065912 | 0.072992 | 4.6393 | 6.5315 | 69.3023 | 0.020724 |  |  |  | 17.0596 | 97.7242
DE_N | d041b | 0.031909 | 0.065912 | 0.072992 | 4.1745 | 6.533 | 64.0701 | 0.020731 |  |  |  | 30.2185 | 105.1876
DE_N | d041c | 0.031909 | 0.065912 | 0.072992 | 3.8833 | 6.0229 | 65.6868 | 0.020737 | 2.6675 | 15.4128 |  | 29.2359 | 123.1007
DE_N | d041d | 0.031909 | 0.065912 | 0.072992 | 4.4445 | 5.6739 | 69.5698 | 0.020744 | 13.9101 | 82.658 |  |  | 176.4479
DE_N | d041e |  | 0.019774 | 0.072992 | 4.2637 | 6.5593 | 72.0846 | 0.020751 | 18.1299 | 118.063 |  |  | 219.2141
DE_N | d041f | 0.031909 | 0.065912 | 0.072992 | 5.1712 | 7.6371 | 78.02 | 0.020758 | 10.4045 | 82.1854 |  |  | 183.6098
DE_N | d041g | 0.031909 | 0.065912 | 0.072992 | 5.8574 | 8.0671 | 76.4722 | 0.020765 | 2.6591 | 17.1639 |  | 23.9771 | 134.3883
DE_N | d041h | 0.031909 | 0.065912 | 0.072992 | 5.9894 | 8.4259 | 75.7078 | 0.020771 |  |  |  | 19.2137 | 109.5284
DE_N | d042a | 0.031909 | 0.065912 | 0.072992 | 5.8799 | 8.0793 | 71.5993 | 0.020778 |  |  |  | 17.2865 | 103.0366
DE_N | d042b | 0.031909 | 0.065912 | 0.072992 | 5.5512 | 7.7469 | 71.5266 | 0.020785 |  |  |  | 26.8298 | 111.8462
DE_N | d042c | 0.031909 | 0.065912 | 0.072992 | 6.7265 | 6.4432 | 66.7607 | 0.020792 | 3.0188 | 16.3648 |  | 22.6958 | 122.2014
DE_N | d042d | 0.031909 | 0.065912 | 0.072992 | 6.5818 | 5.0179 | 58.708 | 0.020798 | 15.4624 | 86.7717 |  |  | 172.7334
DE_N | d042e |  | 0.019774 | 0.072992 | 6.4948 | 4.8084 | 52.6312 | 0.020805 | 18.1172 | 119.752 |  |  | 201.9172
DE_N | d042f | 0.031909 | 0.065912 | 0.072992 | 6.2996 | 4.8324 | 56.2658 | 0.020812 | 9.7855 | 80.2536 |  |  | 157.6285
DE_N | d042g | 0.031909 | 0.065912 | 0.072992 | 6.5714 | 5.1619 | 61.9757 | 0.020819 | 2.4146 | 16.5872 |  | 4.241 | 97.1435
DE_N | d042h | 0.031909 | 0.065912 | 0.072992 | 5.7226 | 5.7715 | 56.0977 | 0.020825 |  |  |  | 9.0119 | 76.7953
DE_N | d043a | 0.031909 | 0.065912 | 0.072992 | 4.6879 | 5.7691 | 43.6498 | 0.020832 |  |  |  | 18.1524 | 72.4509
DE_N | d043b | 0.031909 | 0.065912 | 0.072992 | 5.1856 | 5.731 | 42.0217 | 0.020839 |  |  |  | 26.8554 | 79.9854
DE_N | d043c | 0.031909 | 0.065912 | 0.072992 | 6.3136 | 5.4567 | 44.2613 | 0.020846 | 1.0147 | 13.0988 |  | 17.2722 | 87.6089
DE_N | d043d | 0.031909 | 0.065912 | 0.072992 | 5.8132 | 4.2408 | 32.1612 | 0.020852 | 4.5256 | 63.8888 |  |  | 110.8212
DE_N | d043e | 0.031909 | 0.065912 | 0.072992 | 5.9728 | 4.2042 | 31.3318 | 0.020859 | 7.4344 | 86.9524 |  |  | 136.0872
DE_N | d043f | 0.031909 | 0.065912 | 0.072992 | 5.9998 | 4.1885 | 39.9617 | 0.020866 | 7.4958 | 65.7998 |  |  | 123.6373
DE_N | d043g | 0.031909 | 0.065912 | 0.072992 | 6.5205 | 3.4486 | 42.144 | 0.020873 | 1.8983 | 14.2315 |  | 15.3124 | 83.7469
DE_N | d043h | 0.031909 | 0.065912 | 0.072992 | 6.6557 | 3.1703 | 33.495 | 0.020879 |  |  |  | 23.7387 | 67.2515
DE_N | d044a | 0.031909 | 0.065912 | 0.072992 | 6.4055 | 2.8926 | 27.1469 | 0.020886 |  |  |  | 25.2504 | 61.8871
DE_N | d044b | 0.031909 | 0.065912 | 0.072992 | 5.6626 | 2.4704 | 29.8031 | 0.020893 |  |  |  | 30.9195 | 69.0473
DE_N | d044c | 0.031909 | 0.065912 | 0.072992 | 4.1695 | 1.5576 | 24.2231 | 0.0209 | 2.9045 | 18.9151 |  | 28.025 | 79.9866
DE_N | d044d | 0.031909 | 0.065912 | 0.072992 | 3.1967 | 0.92547 | 20.3477 | 0.020907 | 16.6877 | 106.549 |  |  | 147.8983
DE_N | d044e |  | 0.065912 | 0.072992 | 4.2642 | 1.5996 | 27.896 | 0.020913 | 21.4736 | 147.568 |  |  | 202.9612
DE_N | d044f | 0.031909 | 0.065912 | 0.072992 | 3.4013 | 2.2117 | 41.8764 | 0.02092 | 12.4827 | 92.8312 |  |  | 152.995
DE_N | d044g | 0.031909 | 0.065912 | 0.072992 | 2.7306 | 3.1488 | 47.3226 | 0.020927 | 2.5501 | 17.2612 |  | 6.2201 | 79.4251
DE_N | d044h | 0.031909 | 0.065912 | 0.072992 | 2.74 | 3.0893 | 34.8747 | 0.020934 |  |  |  | 25.2154 | 66.1112
DE_N | d045a | 0.031909 | 0.065912 | 0.072992 | 1.7243 | 2.3566 | 25.8092 | 0.02094 |  |  |  | 27.3667 | 57.4486
DE_N | d045b | 0.031909 | 0.065912 | 0.072992 | 0.97194 | 2.0604 | 24.5939 | 0.020947 |  |  |  | 38.252 | 66.07
DE_N | d045c | 0.031909 | 0.065912 | 0.072992 | 0.51257 | 1.4522 | 24.9378 | 0.020954 | 3.076 | 21.2708 |  | 29.7481 | 81.1892
DE_N | d045d | 0.031909 | 0.065912 | 0.072992 | 0.22135 | 1.2877 | 26.9787 | 0.020961 | 17.0506 | 115.763 |  |  | 161.4931
DE_N | d045e |  | 0.065912 | 0.072992 | 0.43954 | 2.3142 | 35.6047 | 0.020967 | 24.2448 | 164.135 |  |  | 226.8981
DE_N | d045f | 0.031909 | 0.065912 | 0.072992 | 0.59056 | 3.8737 | 48.1443 | 0.020974 | 14.1567 | 105.881 |  |  | 172.8381
DE_N | d045g | 0.031909 | 0.065912 | 0.072992 | 1.2717 | 5.2683 | 57.0111 | 0.020981 | 2.421 | 17.706 |  | 25.195 | 109.0649
DE_N | d045h | 0.031909 | 0.065912 | 0.072992 | 1.7491 | 6.037 | 59.7973 | 0.020988 |  |  |  | 23.6966 | 91.4719
DE_N | d046a | 0.031909 | 0.065912 | 0.072992 | 2.1314 | 5.7808 | 57.6532 | 0.020994 |  |  |  | 18.7576 | 84.5148
DE_N | d046b | 0.031909 | 0.065912 | 0.072992 | 2.1373 | 5.9302 | 54.4122 | 0.021001 |  |  |  | 33.1566 | 95.828
DE_N | d046c | 0.031909 | 0.065912 | 0.072992 | 1.5102 | 6.0283 | 50.7165 | 0.021008 | 3.0982 | 22.5008 |  | 25.9965 | 110.0423
DE_N | d046d |  | 0.065912 | 0.072992 | 0.91739 | 6.367 | 48.7597 | 0.021015 | 16.9014 | 112.698 |  |  | 185.8034
DE_N | d046e |  | 0.065912 | 0.072992 | 1.3655 | 6.0058 | 43.3708 | 0.021021 | 25.6257 | 157.408 |  |  | 233.9357
DE_N | d046f |  | 0.065912 | 0.072992 | 2.3257 | 7.3418 | 46.8755 | 0.021028 | 17.2559 | 100.934 |  |  | 174.8928
DE_N | d046g | 0.031909 | 0.065912 | 0.072992 | 3.13 | 7.2363 | 48.7367 | 0.021035 | 2.9606 | 17.5461 |  | 26.3082 | 106.1098
DE_N | d046h | 0.031909 | 0.065912 | 0.072992 | 3.7539 | 6.3655 | 46.7761 | 0.021042 |  |  |  | 26.9986 | 84.086
DE_N | d047a | 0.031909 | 0.065912 | 0.072992 | 3.3905 | 6.4807 | 46.3289 | 0.021049 |  |  |  | 20.7307 | 77.1227
DE_N | d047b | 0.031909 | 0.065912 | 0.072992 | 3.2927 | 5.9985 | 42.3809 | 0.021055 |  |  |  | 31.1344 | 82.9983
DE_N | d047c | 0.031909 | 0.065912 | 0.072992 | 2.6864 | 5.8271 | 48.6603 | 0.021062 | 2.8368 | 20.1728 |  | 21.6304 | 102.0057
DE_N | d047d |  | 0.065912 | 0.072992 | 2.8766 | 6.1444 | 50.0553 | 0.021069 | 15.82 | 96.3683 |  |  | 171.4246
DE_N | d047e |  | 0.065912 | 0.072992 | 2.5944 | 6.2762 | 45.9811 | 0.021076 | 21.1498 | 136.79 |  |  | 212.9515
DE_N | d047f |  | 0.065912 | 0.072992 | 3.079 | 7.2144 | 50.6286 | 0.021082 | 12.7314 | 90.2254 |  |  | 164.0388
DE_N | d047g | 0.031909 | 0.065912 | 0.072992 | 2.7576 | 7.2661 | 62.7325 | 0.021089 | 2.3067 | 15.6282 |  | 29.5037 | 120.3867
DE_N | d047h | 0.031909 | 0.065912 | 0.072992 | 2.9325 | 6.7507 | 62.1821 | 0.021096 |  |  |  | 24.6126 | 96.6698
DE_N | d048a | 0.031909 | 0.065912 | 0.072992 | 2.6733 | 6.4764 | 59.7667 | 0.021103 |  |  |  | 18.9194 | 88.0277
DE_N | d048b | 0.031909 | 0.065912 | 0.072992 | 2.6498 | 6.6955 | 58.3832 | 0.021109 |  |  |  | 28.1743 | 96.0948
DE_N | d048c | 0.031909 | 0.065912 | 0.072992 | 2.1571 | 6.5413 | 56.2582 | 0.021116 | 2.5321 | 21.0971 |  | 25.5922 | 114.3699
DE_N | d048d |  | 0.065912 | 0.072992 | 1.7 | 6.6003 | 52.5663 | 0.021123 | 15.9893 | 109.37 |  |  | 186.386
DE_N | d048e |  | 0.065912 | 0.072992 | 3.0885 | 7.0797 | 49.268 | 0.02113 | 24.0364 | 151.772 |  |  | 235.4046
DE_N | d048f |  | 0.065912 | 0.072992 | 4.7051 | 8.2209 | 56.5448 | 0.021136 | 15.7809 | 97.8762 |  |  | 183.2879
DE_N | d048g | 0.031909 | 0.065912 | 0.072992 | 3.9558 | 8.3634 | 67.3379 | 0.021143 | 2.9289 | 17.1223 |  | 25.536 | 125.4363
DE_N | d048h | 0.031909 | 0.065912 | 0.072992 | 4.742 | 7.4135 | 64.2001 | 0.02115 |  |  |  | 22.3456 | 98.8933
DE_N | d049a | 0.031909 | 0.065912 | 0.072992 | 4.4544 | 6.4554 | 54.332 | 0.021157 |  |  |  | 24.286 | 89.7198
DE_N | d049b | 0.031909 | 0.065912 | 0.072992 | 4.2583 | 6.5227 | 53.5064 | 0.021163 |  |  |  | 34.6084 | 99.0878
DE_N | d049c | 0.031909 | 0.065912 | 0.072992 | 3.6069 | 6.9078 | 56.7474 | 0.02117 | 2.184 | 20.6523 |  | 20.0263 | 110.3167
DE_N | d049d |  | 0.065912 | 0.072992 | 4.9467 | 8.9575 | 58.3297 | 0.021177 | 13.0499 | 100.621 |  |  | 186.0649
DE_N | d049e |  | 0.065912 | 0.072992 | 5.3213 | 8.8779 | 54.0453 | 0.021184 | 13.5884 | 117.076 |  |  | 199.069
DE_N | d049f |  | 0.065912 | 0.072992 | 5.3826 | 9.696 | 58.7004 | 0.021191 | 10.7389 | 74.9932 |  |  | 159.6712
DE_N | d049g | 0.031909 | 0.065912 | 0.072992 | 3.9513 | 8.9741 | 64.8307 | 0.021197 | 2.4718 | 14.7318 |  | 25.398 | 120.5497
DE_N | d049h | 0.031909 | 0.065912 | 0.072992 | 5.3574 | 8.8584 | 66.8601 | 0.021204 |  |  |  | 18.5945 | 99.8624
DE_N | d050a | 0.031909 | 0.065912 | 0.072992 | 5.3772 | 7.785 | 60.661 | 0.021211 |  |  |  | 19.2827 | 93.298
DE_N | d050b | 0.031909 | 0.065912 | 0.072992 | 5.0684 | 6.202 | 52.3522 | 0.021218 |  |  |  | 35.6839 | 99.4986
DE_N | d050c | 0.031909 | 0.065912 | 0.072992 | 4.8196 | 4.8846 | 49.0769 | 0.021224 | 2.6231 | 19.6378 |  | 23.7588 | 104.9928
DE_N | d050d |  | 0.065912 | 0.072992 | 5.2393 | 4.0846 | 43.8103 | 0.021231 | 10.2532 | 82.3314 |  |  | 145.8789
DE_N | d050e |  | 0.065912 | 0.072992 | 3.693 | 3.4617 | 32.8109 | 0.021238 | 11.8457 | 91.7472 |  |  | 143.7187
DE_N | d050f | 0.031909 | 0.065912 | 0.072992 | 3.2873 | 3.0503 | 25.6028 | 0.021245 | 8.6629 | 64.3544 |  |  | 105.1497
DE_N | d050g | 0.031909 | 0.065912 | 0.072992 | 1.6806 | 1.8607 | 18.8648 | 0.021251 | 1.7787 | 12.529 |  | 20.1247 | 57.0306
DE_N | d050h | 0.031909 | 0.065912 | 0.072992 | 1.2361 | 1.8324 | 16.9539 | 0.021258 |  |  |  | 25.019 | 45.2335
DE_N | d051a | 0.031909 | 0.065912 | 0.072992 | 1.0666 | 1.419 | 12.7154 | 0.021265 |  |  |  | 24.1194 | 39.5124
DE_N | d051b | 0.031909 | 0.065912 | 0.072992 | 0.56486 | 0.7229 | 9.7382 | 0.021272 |  |  |  | 33.0831 | 44.3011
DE_N | d051c | 0.031909 | 0.065912 | 0.072992 | 0.43233 | 0.81857 | 12.9218 | 0.021278 | 2.2527 | 16.879 |  | 24.456 | 57.9525
DE_N | d051d |  | 0.065912 | 0.072992 | 0.20917 | 0.81857 | 17.6686 | 0.021285 | 14.527 | 101.823 |  |  | 135.2065
DE_N | d051e |  | 0.019774 | 0.072992 | 0.38454 | 1.1573 | 17.9323 | 0.021292 | 20.3023 | 145.011 |  |  | 184.9015
DE_N | d051f |  | 0.065912 | 0.072992 | 0.53691 | 2.1492 | 24.869 | 0.021299 | 13.726 | 92.3448 |  |  | 133.7861
DE_N | d051g | 0.031909 | 0.065912 | 0.072992 | 0.91875 | 3.5071 | 38.0584 | 0.021306 | 2.4781 | 15.3711 |  | 26.9881 | 87.5137
DE_N | d051h | 0.031909 | 0.065912 | 0.072992 | 1.5959 | 4.3277 | 47.4487 | 0.021312 |  |  |  | 21.8878 | 75.4521
DE_N | d052a | 0.031909 | 0.065912 | 0.072992 | 1.8109 | 3.5794 | 45.6792 | 0.021319 |  |  |  | 19.2882 | 70.5498
DE_N | d052b | 0.031909 | 0.065912 | 0.072992 | 1.3939 | 3.5393 | 42.7364 | 0.021326 |  |  |  | 28.5827 | 76.4445
DE_N | d052c | 0.031909 | 0.065912 | 0.072992 | 0.78982 | 3.4276 | 37.3322 | 0.021333 | 2.2263 | 17.0806 |  | 30.0555 | 91.1041
DE_N | d052d |  | 0.065912 | 0.072992 | 0.28491 | 2.6339 | 28.8782 | 0.021339 | 16.4041 | 103.234 |  |  | 151.5953
DE_N | d052e |  | 0.019774 | 0.072992 | 0.39671 | 2.4294 | 25.0334 | 0.021346 | 26.0817 | 153.308 |  |  | 207.3633
DE_N | d052f |  | 0.065912 | 0.072992 | 0.8083 | 2.7662 | 32.8988 | 0.021353 | 12.3695 | 93.5748 |  |  | 142.5778
DE_N | d052g | 0.031909 | 0.065912 | 0.072992 | 1.5787 | 3.6458 | 42.0943 | 0.02136 | 2.1565 | 15.0584 |  | 25.237 | 89.9628
DE_N | d052h | 0.031909 | 0.065912 | 0.072992 | 2.0471 | 4.4336 | 45.4652 | 0.021366 |  |  |  | 18.8556 | 70.9937
DE_N | d053a | 0.031909 | 0.065912 | 0.072992 | 1.4529 | 3.4915 | 41.3528 | 0.021373 |  |  |  | 17.1008 | 63.5902
DE_N | d053b | 0.031909 | 0.065912 | 0.072992 | 1.1906 | 2.5655 | 36.3729 | 0.02138 |  |  |  | 30.3052 | 70.6264
DE_N | d053c | 0.031909 | 0.065912 | 0.072992 | 0.66449 | 1.2208 | 25.9124 | 0.021387 | 2.3787 | 18.4912 |  | 35.3037 | 84.1634
DE_N | d053d |  | 0.065912 | 0.072992 | 0.24254 | 0.42808 | 17.5004 | 0.021393 | 16.4761 | 107.007 |  |  | 141.8144
DE_N | d053e |  | 0.019774 | 0.072992 | 0.40167 | 0.72437 | 22.5262 | 0.0214 | 26.0521 | 158.895 |  |  | 208.7135
DE_N | d053f |  | 0.065912 | 0.072992 | 0.76277 | 1.3799 | 34.8824 | 0.021407 | 16.4665 | 98.2028 |  |  | 151.8547
DE_N | d053g | 0.031909 | 0.065912 | 0.072992 | 2.9591 | 2.8081 | 40.1642 | 0.021414 | 2.5533 | 15.3016 |  | 30.4067 | 94.3852
DE_N | d053h | 0.031909 | 0.065912 | 0.072992 | 4.9711 | 4.2003 | 39.2737 | 0.02142 |  |  |  | 25.4669 | 74.1042
DE_N | d054a | 0.031909 | 0.065912 | 0.072992 | 3.5149 | 3.7956 | 36.8736 | 0.021427 |  |  |  | 21.5754 | 65.9518
DE_N | d054b | 0.031909 | 0.065912 | 0.072992 | 2.9244 | 3.6365 | 39.5642 | 0.021434 |  |  |  | 26.859 | 73.1763
DE_N | d054c | 0.031909 | 0.065912 | 0.072992 | 2.3911 | 2.9922 | 38.5132 | 0.021441 | 2.8368 | 20.3257 |  | 22.4943 | 89.7455
DE_N | d054d |  | 0.065912 | 0.072992 | 1.3786 | 1.6201 | 30.6248 | 0.021448 | 17.1607 | 117.326 |  |  | 168.2705
DE_N | d054e |  | 0.019774 | 0.072992 | 2.7986 | 2.6056 | 26.9749 | 0.021454 | 26.5854 | 167.595 |  |  | 226.6737
DE_N | d054f |  | 0.065912 | 0.072992 | 2.5042 | 2.4484 | 30.5636 | 0.021461 | 18.149 | 105.847 |  |  | 159.6726
DE_N | d054g |  | 0.065912 | 0.072992 | 5.9105 | 4.9251 | 45.8397 | 0.021468 | 2.749 | 15.3433 |  | 35.7772 | 110.7052
DE_N | d054h |  | 0.065912 | 0.072992 | 9.1045 | 7.8597 | 62.8892 | 0.021475 |  |  |  | 16.4159 | 96.4297
DE_N | d055a |  | 0.065912 | 0.072992 | 7.6169 | 7.0865 | 54.3664 | 0.021481 |  |  |  | 14.735 | 83.9651
DE_N | d055b |  | 0.065912 | 0.072992 | 6.0449 | 6.51 | 45.9659 | 0.021488 |  |  |  | 27.3684 | 86.0496
DE_N | d055c |  | 0.065912 | 0.072992 | 3.739 | 4.2906 | 32.5854 | 0.021495 | 3.2209 | 22.7509 |  | 32.5058 | 99.253
DE_N | d055d |  | 0.019774 | 0.072992 | 1.5071 | 1.6611 | 21.6701 | 0.021502 | 19.6769 | 130.377 |  |  | 175.0064
DE_N | d055e |  | 0.019774 | 0.072992 | 2.8861 | 2.4499 | 20.9822 | 0.021508 | 28.2202 | 182.633 |  |  | 237.2856
DE_N | d055f |  | 0.019774 | 0.072992 | 3.0885 | 2.6734 | 23.9862 | 0.021515 | 18.1437 | 111.927 |  |  | 159.9331
DE_N | d055g |  | 0.065912 | 0.072992 | 5.9543 | 5.1692 | 36.4608 | 0.021522 | 2.5543 | 15.3711 |  | 31.7833 | 97.4534
DE_N | d055h |  | 0.065912 | 0.072992 | 8.0415 | 7.1709 | 49.6081 | 0.021529 |  |  |  | 16.118 | 81.099
DE_N | d056a |  | 0.065912 | 0.072992 | 6.1774 | 5.5831 | 37.5921 | 0.021535 |  |  |  | 21.6412 | 71.1543
DE_N | d056b |  | 0.065912 | 0.072992 | 4.7921 | 4.0104 | 29.784 | 0.021542 |  |  |  | 33.4498 | 72.1967
DE_N | d056c |  | 0.065912 | 0.072992 | 3.3671 | 2.7481 | 28.7215 | 0.021549 | 3.1141 | 22.0977 |  | 23.8101 | 84.019
DE_N | d056d |  | 0.065912 | 0.072992 | 1.815 | 1.1822 | 18.7464 | 0.021556 | 19.2272 | 127.277 |  |  | 168.4082
DE_N | d056e |  | 0.019774 | 0.072992 | 2.6972 | 2.4098 | 22.9772 | 0.021562 | 24.9972 | 173.307 |  |  | 226.5028
DE_N | d056f |  | 0.065912 | 0.072992 | 2.5917 | 3.451 | 47.7392 | 0.021569 | 13.4805 | 97.7789 |  |  | 165.2018
DE_N | d056g |  | 0.065912 | 0.072992 | 4.5284 | 6.0942 | 70.2272 | 0.021576 | 1.9491 | 12.932 |  | 38.2314 | 134.1227
DE_N | d056h |  | 0.065912 | 0.072992 | 5.2794 | 6.656 | 74.4657 | 0.021583 |  |  |  | 35.8893 | 122.4509
DE_N | d057a |  | 0.065912 | 0.072992 | 3.6074 | 5.8467 | 71.2171 | 0.02159 |  |  |  | 35.4601 | 116.2917
DE_N | d057b |  |  |  | 2.9149 | 6.164 | 73.5981 | 0.021596 |  |  |  | 15.6716 | 98.3702
DE_N | d057c |  |  |  | 2.6814 | 6.6921 | 84.3988 | 0.021603 | 2.1967 | 18.248 |  |  | 114.2386
DE_N | d057d |  |  |  | 2.1003 | 5.6119 | 80.7794 | 0.02161 | 9.702 | 95.5622 |  |  | 193.7774
DE_N | d057e |  |  |  | 3.0587 | 6.5154 | 80.9247 | 0.021617 | 15.984 | 138.111 |  |  | 244.6154
DE_N | d057f |  |  |  | 4.2453 | 7.127 | 80.5616 | 0.021623 | 11.7145 | 84.5064 |  |  | 188.1764
DE_N | d057g |  |  |  | 7.4915 | 7.9329 | 79.2125 | 0.02163 | 1.9755 | 11.709 |  |  | 108.3431
DE_N | d057h |  |  |  | 7.9496 | 7.5551 | 66.2754 | 0.021637 |  |  |  | 2.9796 | 84.7813
DE_N | d058a |  |  |  | 6.3208 | 4.3687 | 39.7438 | 0.021644 |  |  |  | 15.8642 | 66.3191
DE_N | d058b |  |  |  | 4.9923 | 2.9844 | 28.8285 | 0.02165 |  |  |  | 29.3051 | 66.1319
DE_N | d058c |  |  |  | 3.418 | 1.9349 | 19.8318 | 0.021657 | 2.0665 | 15.1348 |  | 33.3304 | 75.7381
DE_N | d058d |  |  |  | 2.3573 | 0.98698 | 10.6248 | 0.021664 | 13.6879 | 87.4736 |  |  | 115.1522
DE_N | d058e |  |  |  | 1.9673 | 0.49251 | 6.4093 | 0.021671 | 19.406 | 134.74 |  |  | 163.0368
DE_N | d058f |  |  |  | 2.3275 | 0.80442 | 8.2362 | 0.021677 | 11.3674 | 85.4653 |  |  | 108.2225
DE_N | d058g | 0.031909 |  | 0.072992 | 2.7075 | 1.4658 | 9.1267 | 0.021684 | 1.7607 | 12.5568 |  | 28.6803 | 56.4244
DE_N | d058h | 0.031909 |  | 0.072992 | 2.5913 | 2.0389 | 9.3369 | 0.021691 |  |  |  | 27.2876 | 41.3812
DE_N | d059a | 0.031909 |  | 0.072992 | 1.645 | 2.2546 | 9.7917 | 0.021698 |  |  |  | 21.4048 | 35.2227
DE_N | d059b | 0.031909 |  | 0.072992 | 1.4133 | 2.4733 | 12.8645 | 0.021705 |  |  |  | 25.9937 | 42.8714
DE_N | d059c | 0.031909 |  | 0.072992 | 1.0391 | 1.7963 | 13.625 | 0.021711 | 2.3797 | 17.2334 |  | 23.4358 | 59.6359
DE_N | d059d |  |  |  | 0.27139 | 0.66677 | 11.0911 | 0.021718 | 14.7365 | 107.98 |  |  | 134.7675
DE_N | d059e |  |  |  | 0.27319 | 1.1944 | 13.3728 | 0.021725 | 22.3413 | 155.775 |  |  | 192.9784
DE_N | d059f |  |  |  | 0.37372 | 2.1096 | 22.8358 | 0.021732 | 15.2984 | 98.3001 |  |  | 138.9394
DE_N | d059g |  |  |  | 1.3231 | 2.5021 | 30.2923 | 0.021738 | 1.9512 | 13.2308 |  | 37.5936 | 86.9148
DE_N | d059h |  |  |  | 3.7503 | 3.6653 | 41.135 | 0.021745 |  |  |  | 29.0618 | 77.6341
DE_N | d060a |  |  |  | 4.5302 | 3.924 | 45.6372 | 0.021752 |  |  |  | 18.7774 | 72.8905
DE_N | d060b |  |  |  | 4.7457 | 4.6557 | 51.7904 | 0.021759 |  |  |  | 20.1797 | 81.3932
DE_N | d060c |  |  |  | 2.9298 | 4.7382 | 55.7881 | 0.021765 | 2.2073 | 17.9978 |  | 14.9461 | 98.629
DE_N | d060d |  |  |  | 1.1207 | 4.8695 | 53.1854 | 0.021772 | 14.1143 | 108.397 |  |  | 181.7087
DE_N | d060e |  |  |  | 1.5228 | 5.2268 | 52.0732 | 0.021779 | 17.9458 | 151.578 |  |  | 228.3684
DE_N | d060f |  |  |  | 1.9682 | 6.3582 | 63.4816 | 0.021786 | 15.0085 | 87.5292 |  |  | 174.3675
DE_N | d060g |  |  |  | 1.4701 | 6.3065 | 75.1804 | 0.021792 | 2.312 | 11.5909 |  | 42.9608 | 139.8425
DE_N | d060h |  |  |  | 2.7562 | 7.619 | 94.1866 | 0.021799 |  |  |  | 22.7863 | 127.37
DE_N | d061a |  |  |  | 4.2263 | 9.6804 | 102.125 | 0.021806 |  |  |  | 5.4369 | 121.4904
DE_N | d061b |  |  |  | 5.4769 | 11.2565 | 102.939 | 0.021813 |  |  |  | 10.0715 | 129.7657
DE_N | d061c |  |  |  | 7.3815 | 12.8141 | 106.279 | 0.021819 | 2.7384 | 15.385 |  | 3.8342 | 148.454
DE_N | d061d |  |  |  | 7.6286 | 13.3735 | 106.623 | 0.021826 | 16.8337 | 84.3952 |  |  | 228.8758
DE_N | d061e |  |  |  | 9.238 | 13.4169 | 106.233 | 0.021833 | 18.7701 | 113.602 |  |  | 261.2818
DE_N | d061f |  |  |  | 9.9268 | 13.0215 | 99.5717 | 0.02184 | 9.922 | 62.8742 |  |  | 195.3381
DE_N | d061g |  |  |  | 9.3173 | 12.2391 | 92.4973 | 0.021847 | 1.2708 | 9.6938 |  | 23.554 | 148.5942
DE_N | d061h |  |  |  | 9.636 | 11.5176 | 88.7672 | 0.021853 |  |  |  | 21.5661 | 131.5088
DE_N | d062a |  |  |  | 8.5045 | 10.2329 | 87.8652 | 0.02186 |  |  |  | 17.7644 | 124.3889
DE_N | d062b |  |  |  | 7.1399 | 10.3354 | 92.8031 | 0.021867 |  |  |  | 21.9464 | 132.2467
DE_N | d062c |  |  |  | 6.6674 | 11.0617 | 101.842 | 0.021874 | 1.3502 | 12.7791 |  | 15.8537 | 149.576
DE_N | d062d |  |  |  | 8.2746 | 12.7716 | 106.294 | 0.02188 | 7.7582 | 76.39 |  |  | 211.5102
DE_N | d062e |  |  |  | 10.2356 | 13.4906 | 106.352 | 0.021887 | 14.0085 | 93.9778 |  |  | 238.0864
DE_N | d062f |  |  |  | 11.048 | 13.5638 | 106.436 | 0.021894 | 9.6903 | 59.782 |  |  | 200.542
DE_N | d062g |  |  |  | 10.2974 | 13.5746 | 106.627 | 0.021901 | 1.2221 | 8.5889 |  | 21.2018 | 161.5338
DE_N | d062h |  |  |  | 11.891 | 13.6053 | 104.238 | 0.021907 |  |  |  | 16.5205 | 146.2767
DE_N | d063a |  |  |  | 12.0726 | 13.6141 | 105.369 | 0.021914 |  |  |  | 9.705 | 140.7826
DE_N | d063b |  |  |  | 12.0916 | 13.5536 | 106.589 | 0.021921 |  |  |  | 14.3217 | 146.5778
DE_N | d063c |  |  |  | 12.1727 | 13.5521 | 106.619 | 0.021928 | 2.2295 | 14.9959 |  | 6.9597 | 156.5508
DE_N | d063d |  |  |  | 12.2922 | 13.4623 | 106.164 | 0.021934 | 11.923 | 85.0831 |  |  | 228.9465
DE_N | d063e |  |  |  | 12.2597 | 13.0054 | 102.771 | 0.021941 | 10.5072 | 98.5155 |  |  | 237.0807
DE_N | d063f |  |  |  | 12.1493 | 12.3308 | 97.4811 | 0.021948 | 4.3574 | 43.8063 |  |  | 170.1468
DE_N | d063g |  |  |  | 11.8238 | 12.8565 | 103.898 | 0.021955 | 0.42008 | 5.3924 |  | 20.1849 | 154.5976
DE_N | d063h |  |  |  | 12.1538 | 13.0035 | 105.515 | 0.021961 |  |  |  | 10.2961 | 140.9904
DE_N | d064a |  |  |  | 11.9239 | 12.6213 | 105.041 | 0.021957 |  |  |  | 5.7308 | 135.339
DE_N | d064b |  |  |  | 11.684 | 13.148 | 104.414 | 0.02193 |  |  |  | 10.2821 | 139.55
DE_N | d064c |  |  |  | 11.6719 | 12.4172 | 101.853 | 0.021903 | 1.0401 | 10.4026 |  | 9.0095 | 146.4162
DE_N | d064d |  |  |  | 11.7539 | 11.4425 | 99.2927 | 0.021876 | 4.2156 | 55.557 |  |  | 182.2835
DE_N | d064e |  |  |  | 11.6886 | 11.3522 | 96.5562 | 0.021849 | 4.7478 | 67.7524 |  |  | 192.1191
DE_N | d064f |  |  |  | 12.1092 | 12.2532 | 100.088 | 0.021822 | 3.1426 | 53.6113 |  |  | 181.2262
DE_N | d064g |  |  |  | 11.2648 | 11.792 | 86.3365 | 0.021795 | 0.48145 | 7.6994 |  | 8.557 | 126.153
DE_N | d064h |  |  |  | 9.513 | 10.0674 | 78.2608 | 0.021768 |  |  |  | 16.6172 | 114.4801
DE_N | d065a |  |  |  | 7.4744 | 8.6089 | 72.0388 | 0.021741 |  |  |  | 20.6921 | 108.836
DE_N | d065b |  |  |  | 4.9043 | 6.6433 | 62.0254 | 0.021714 |  |  |  | 37.594 | 111.1887
DE_N | d065c |  |  |  | 2.4542 | 4.6703 | 56.7703 | 0.021687 | 1.8507 | 13.9396 |  | 41.4378 | 121.1446
DE_N | d065d |  |  |  | 2.1102 | 5.6675 | 65.5339 | 0.021659 | 10.5633 | 72.6167 |  |  | 156.5133
DE_N | d065e |  |  |  | 3.0326 | 7.4516 | 79.7857 | 0.021632 | 12.9515 | 84.5828 |  |  | 187.8258
DE_N | d065f |  |  |  | 2.836 | 7.5741 | 79.8507 | 0.021605 | 8.792 | 50.8734 |  |  | 149.9478
DE_N | d065g |  |  |  | 3.0258 | 9.2259 | 79.9959 | 0.021578 | 1.5248 | 6.671 |  | 30.9947 | 131.4597
DE_N | d065h |  |  |  | 9.1559 | 11.6943 | 97.0607 | 0.021551 |  |  |  | 2.794 | 120.7265
DE_N | d066a |  |  |  | 11.1967 | 12.4992 | 98.0314 | 0.021524 |  |  |  |  | 121.7488
DE_N | d066b |  |  |  | 11.3928 | 11.0891 | 81.9871 | 0.021497 |  |  |  | 19.3715 | 123.862
DE_N | d066c |  |  |  | 11.3514 | 9.8478 | 77.0454 | 0.02147 | 1.5893 | 12.1398 |  | 26.872 | 138.8672
DE_N | d066d |  |  |  | 11.7837 | 10.2768 | 86.4129 | 0.021443 | 6.7551 | 64.7505 |  |  | 180.0004
DE_N | d066e |  |  |  | 12.5095 | 12.5969 | 95.9218 | 0.021416 | 6.1234 | 89.6903 |  |  | 216.8633
DE_N | d066f |  |  |  | 12.5748 | 13.5199 | 102.709 | 0.021389 | 6.6831 | 53.1665 |  |  | 188.6747
DE_N | d066g |  |  |  | 12.4355 | 13.617 | 106.436 | 0.021362 | 1.3745 | 6.122 |  | 2.487 | 142.4934
DE_N | d066h |  |  |  | 12.3431 | 13.6097 | 105.037 | 0.021335 |  |  |  |  | 131.0111
DE_N | d067a |  |  |  | 12.3567 | 12.2645 | 98.9525 | 0.021308 |  |  |  |  | 123.595
DE_N | d067b |  |  |  | 12.1421 | 8.6563 | 85.8473 | 0.021281 |  |  |  | 19.2026 | 125.8696
DE_N | d067c |  |  |  | 11.9288 | 7.8787 | 66.7416 | 0.021254 | 1.1544 | 10.2845 |  | 41.6658 | 139.6751
DE_N | d067d |  |  |  | 11.9685 | 9.0829 | 69.9558 | 0.021227 | 5.2896 | 52.43 |  |  | 148.748
DE_N | d067e |  |  |  | 12.2485 | 9.7507 | 71.3241 | 0.021199 | 5.5858 | 61.6234 |  |  | 160.5537
DE_N | d067f |  |  |  | 12.1858 | 10.0582 | 80.7374 | 0.021173 | 4.3224 | 33.4662 |  | 5.8096 | 146.6008
DE_N | d067g |  |  |  | 11.9036 | 11.0905 | 93.7662 | 0.021145 | 0.60313 | 3.6413 |  | 19.7402 | 140.766
DE_N | d067h |  |  |  | 11.2936 | 11.3922 | 98.9105 | 0.021118 |  |  |  | 4.1242 | 125.7417
DE_N | d068a |  |  |  | 10.1725 | 10.1675 | 100.214 | 0.021091 |  |  |  |  | 120.5751
DE_N | d068b |  |  |  | 9.2226 | 10.1612 | 102.22 | 0.021064 |  |  |  | 4.589 | 126.2139
DE_N | d068c |  |  |  | 7.2927 | 9.3709 | 99.6022 | 0.021037 | 1.9427 | 11.5075 |  | 10.9693 | 140.7064
DE_N | d068d |  |  |  | 5.3971 | 8.831 | 93.0133 | 0.02101 | 15.2814 | 79.6004 |  |  | 202.1442
DE_N | d068e |  |  |  | 4.8859 | 9.8287 | 92.4094 | 0.020983 | 20.6112 | 103.088 |  |  | 230.8442
DE_N | d068f |  |  |  | 5.6342 | 9.8283 | 94.1828 | 0.020956 | 11.0722 | 58.3088 |  |  | 179.0472
DE_N | d068g |  |  |  | 5.8145 | 7.969 | 89.3978 | 0.020929 | 1.2073 | 7.0949 |  | 8.9107 | 120.4152
DE_N | d068h |  |  |  | 5.7992 | 8.6377 | 82.2967 | 0.020902 |  |  |  |  | 96.7545
DE_N | d069a |  |  |  | 5.8785 | 8.8257 | 77.29 | 0.020875 |  |  |  |  | 92.0151
DE_N | d069b |  |  |  | 6.6674 | 8.2331 | 66.692 | 0.020848 |  |  |  | 14.4612 | 96.0746
DE_N | d069c |  |  |  | 7.8783 | 7.1885 | 51.1904 | 0.020821 | 0.70471 | 10.1038 |  | 34.3847 | 111.4713
DE_N | d069d |  |  |  | 8.2502 | 6.2904 | 46.3557 | 0.020794 | 6.1657 | 69.6078 |  |  | 136.6906
DE_N | d069e |  |  |  | 8.6898 | 6.7473 | 41.8955 | 0.020767 | 11.6023 | 94.0543 |  |  | 163.0099
DE_N | d069f |  |  |  | 8.6361 | 6.1737 | 47.036 | 0.02074 | 7.6344 | 58.9689 |  |  | 128.4699
DE_N | d069g | 0.031909 |  | 0.072992 | 8.3859 | 6.1801 | 53.0707 | 0.020713 | 0.83909 | 6.6363 |  | 26.3515 | 101.5892
DE_N | d069h | 0.031909 |  | 0.072992 | 8.4612 | 6.8703 | 55.5435 | 0.020686 |  |  |  | 11.4051 | 82.4057
DE_N | d070a | 0.031909 |  | 0.072992 | 8.4977 | 7.2939 | 52.5701 | 0.020658 |  |  |  | 7.9844 | 76.4717
DE_N | d070b | 0.031909 |  | 0.072992 | 8.2385 | 8.2033 | 53.6211 | 0.020632 |  |  |  | 13.5164 | 83.7049
DE_N | d070c | 0.031909 |  | 0.072992 | 7.1205 | 8.7222 | 58.0698 | 0.020604 |  | 6.4556 |  | 12.2615 | 92.7551
DE_N | d070d | 0.031909 |  | 0.072992 | 5.4787 | 8.2946 | 60.382 | 0.020577 | 1.3385 | 46.4677 |  |  | 122.087
DE_N | d070e | 0.031909 |  | 0.072992 | 3.6065 | 6.9098 | 59.3807 | 0.02055 | 2.8262 | 70.9489 |  |  | 143.7976
DE_N | d070f | 0.031909 |  | 0.072992 | 2.7828 | 5.1867 | 60.4814 | 0.020523 | 2.9913 | 38.3513 |  |  | 109.919
DE_N | d070g | 0.031909 |  | 0.072992 | 2.3699 | 4.0128 | 55.1269 | 0.020496 | 0.62112 | 4.5238 |  | 15.0373 | 81.8172
DE_N | d070h | 0.031909 |  | 0.072992 | 4.1754 | 3.2367 | 39.1285 | 0.020469 |  |  |  | 16.1704 | 62.8364
DE_N | d071a | 0.031909 |  | 0.072992 | 4.5554 | 2.9985 | 31.328 | 0.020442 |  |  |  | 15.7665 | 54.7738
DE_N | d071b | 0.031909 |  | 0.072992 | 4.7191 | 2.3435 | 26.1685 | 0.020415 |  |  |  | 26.6249 | 59.9812
DE_N | d071c | 0.031909 |  | 0.072992 | 4.1822 | 1.2818 | 20.5656 | 0.020388 | 1.6422 | 11.841 |  | 25.9689 | 65.6069
DE_N | d071d | 0.031909 |  | 0.072992 | 4.495 | 0.65701 | 16.2163 | 0.020361 | 10.2395 | 64.542 |  |  | 96.2751
DE_N | d071e | 0.031909 |  | 0.072992 | 4.1555 | 0.81809 | 17.4699 | 0.020334 | 8.6756 | 58.3227 |  |  | 89.567
DE_N | d071f | 0.031909 |  | 0.072992 | 4.3904 | 1.3296 | 19.6904 | 0.020307 | 5.589 | 37.7329 |  | 4.9384 | 73.7959
DE_N | d071g | 0.031909 |  | 0.072992 | 4.6541 | 2.1067 | 22.1937 | 0.02028 | 0.82005 | 4.4751 |  | 34.464 | 68.8389
DE_N | d071h | 0.031909 |  | 0.072992 | 6.2139 | 3.7283 | 31.1599 | 0.020253 |  |  |  | 17.1674 | 58.3946
DE_N | d072a | 0.031909 |  | 0.072992 | 7.3279 | 5.6534 | 41.1961 | 0.020226 |  |  |  | 3.1492 | 57.4517
DE_N | d072b | 0.031909 |  | 0.072992 | 7.8242 | 6.5896 | 55.6314 | 0.020199 |  |  |  | 4.3872 | 74.5575
DE_N | d072c |  |  |  | 8.8899 | 8.5416 | 79.7857 | 0.020172 | 0.64969 | 6.3444 |  |  | 104.2315
DE_N | d072d |  |  |  | 10.7373 | 11.1633 | 100.615 | 0.020144 | 2.804 | 36.3431 |  |  | 161.6829
DE_N | d072e |  |  |  | 10.9745 | 12.4743 | 104.066 | 0.020117 | 3.6632 | 41.3255 |  |  | 172.5236
DE_N | d072f |  |  |  | 12.1777 | 13.5111 | 106.333 | 0.02009 | 1.4168 | 18.9151 |  |  | 152.3738
DE_N | d072g |  |  |  | 12.5469 | 13.5414 | 106.627 | 0.020063 |  | 2.6753 |  |  | 135.4107
DE_N | d072h |  |  |  | 12.523 | 13.2905 | 106.539 | 0.020036 |  |  |  |  | 132.3725
DE_N | d073a |  |  |  | 12.4346 | 13.168 | 104.078 | 0.020009 |  |  |  |  | 129.7006
DE_N | d073b |  |  |  | 12.3977 | 13.2368 | 102.285 | 0.019982 |  |  |  |  | 127.9395
DE_N | d073c |  |  |  | 12.3458 | 12.7867 | 90.4947 | 0.019955 | 0.85073 | 6.8795 |  | 13.5822 | 136.9596
DE_N | d073d |  |  |  | 12.4067 | 11.316 | 75.8989 | 0.019928 | 4.7288 | 53.3472 |  |  | 157.7175
DE_N | d073e |  |  |  | 12.1479 | 7.8558 | 58.9144 | 0.019901 | 7.3064 | 87.2582 |  |  | 173.5025
DE_N | d073f |  |  |  | 11.9987 | 7.867 | 55.5511 | 0.019874 | 7.2926 | 52.7079 |  | 16.9064 | 152.3436
DE_N | d073g |  |  |  | 11.7945 | 10.0801 | 73.2159 | 0.019847 | 0.91951 | 5.6704 |  | 36.8869 | 138.5871
DE_N | d073h |  |  |  | 12.3098 | 12.5686 | 90.2501 | 0.01982 |  |  |  | 12.663 | 127.8113
DE_N | d074a |  |  |  | 12.349 | 13.4213 | 102.832 | 0.019793 |  |  |  |  | 128.6221
DE_N | d074b |  |  |  | 12.3292 | 13.4003 | 106.623 | 0.019766 |  |  |  | 4.964 | 137.3362
DE_N | d074c |  |  |  | 12.4468 | 13.3164 | 106.627 | 0.019739 | 1.3301 | 10.8265 |  | 9.2177 | 153.7842
DE_N | d074d |  |  |  | 12.4671 | 13.4686 | 106.631 | 0.019712 | 7.6799 | 63.9444 |  |  | 204.2107
DE_N | d074e |  |  |  | 12.5063 | 13.5336 | 106.619 | 0.019685 | 7.2249 | 69.0588 |  |  | 208.9623
DE_N | d074f |  |  |  | 12.5672 | 13.6112 | 106.596 | 0.019658 | 3.822 | 36.9685 |  |  | 173.5845
DE_N | d074g |  |  |  | 12.5302 | 13.576 | 104.941 | 0.01963 | 0.51848 | 4.218 |  | 18.9269 | 154.7302
DE_N | d074h |  |  |  | 12.2304 | 13.3988 | 101.498 | 0.019603 |  |  |  | 11.2797 | 138.4265
DE_N | d075a |  |  |  | 12.1092 | 13.4335 | 99.0137 | 0.019576 |  |  |  | 8.1573 | 132.7332
DE_N | d075b |  |  |  | 12.3878 | 13.5121 | 93.5789 | 0.019549 |  |  |  | 18.3168 | 137.8151
DE_N | d075c |  |  |  | 12.3319 | 13.5155 | 94.4006 | 0.019522 | 1.7851 | 12.7861 |  | 18.3501 | 153.1888
DE_N | d075d |  |  |  | 12.2512 | 13.4501 | 93.9305 | 0.019495 | 14.2096 | 94.3531 |  |  | 228.214
DE_N | d075e |  |  |  | 12.1813 | 13.353 | 89.092 | 0.019468 | 20.6038 | 131.252 |  |  | 266.5016
DE_N | d075f |  |  |  | 11.8432 | 13.0557 | 79.9463 | 0.019441 | 10.9918 | 70.9351 |  |  | 186.7915
DE_N | d075g |  |  |  | 11.2148 | 12.2684 | 86.0383 | 0.019414 | 1.1068 | 6.122 |  | 25.2415 | 142.0113
DE_N | d075h |  |  |  | 10.7689 | 11.7109 | 84.9797 | 0.019387 |  |  |  | 11.257 | 118.7359
DE_N | d076a |  |  |  | 10.4533 | 11.1267 | 79.8545 | 0.01936 |  |  |  | 7.8277 | 109.2815
DE_N | d076b |  |  |  | 10.0449 | 10.4882 | 76.476 | 0.019333 |  |  |  | 19.4784 | 116.5068
DE_N | d076c |  |  |  | 8.6681 | 9.0292 | 69.6921 | 0.019306 | 1.4729 | 13.0015 |  | 26.758 | 128.6412
DE_N | d076d |  |  |  | 8.1001 | 9.1054 | 67.785 | 0.019279 | 10.412 | 77.9257 |  |  | 173.3475
DE_N | d076e |  |  |  | 7.799 | 9.7106 | 73.3917 | 0.019252 | 10.7918 | 102.254 |  |  | 203.9664
DE_N | d076f |  |  |  | 6.9853 | 8.913 | 73.4338 | 0.019225 | 7.8555 | 64.9659 |  |  | 162.1728
DE_N | d076g | 0.031909 |  | 0.072992 | 3.2927 | 5.8096 | 70.7049 | 0.019198 | 0.79359 | 5.5731 |  | 15.6083 | 101.9062
DE_N | d076h | 0.031909 |  | 0.072992 | 3.9662 | 5.4352 | 67.4602 | 0.019171 |  |  |  | 8.1888 | 85.1745
DE_N | d077a | 0.031909 |  | 0.072992 | 4.3539 | 5.692 | 53.0058 | 0.019144 |  |  |  | 16.2814 | 79.4571
DE_N | d077b | 0.031909 |  | 0.072992 | 4.4463 | 5.7447 | 44.8499 | 0.019117 |  |  |  | 33.0903 | 88.2552
DE_N | d077c | 0.031909 |  | 0.072992 | 4.6816 | 5.7198 | 45.5646 | 0.019089 | 1.1026 | 9.2769 |  | 30.5296 | 96.999
DE_N | d077d | 0.031909 |  | 0.072992 | 2.1229 | 4.2852 | 42.5338 | 0.019062 | 8.3433 | 58.0656 |  |  | 115.4747
DE_N | d077e | 0.031909 |  | 0.072992 | 1.2127 | 3.5506 | 36.1895 | 0.019035 | 9.8808 | 64.9589 |  |  | 115.9164
DE_N | d077f | 0.031909 |  | 0.072992 | 1.1725 | 4.4092 | 41.2305 | 0.019008 | 5.1954 | 31.5692 |  | 24.792 | 108.4927
DE_N | d077g | 0.031909 |  | 0.072992 | 3.7363 | 6.3773 | 51.1369 | 0.018981 | 0.39362 | 2.7657 |  | 37.3726 | 101.9063
DE_N | d077h | 0.031909 |  | 0.072992 | 4.5915 | 7.68 | 64.2765 | 0.018954 |  |  |  | 9.6843 | 86.3562
DE_N | d078a |  |  |  | 5.2902 | 9.1029 | 76.6441 | 0.018927 |  |  |  |  | 91.0562
DE_N | d078b |  |  |  | 6.3474 | 10.3125 | 85.3122 | 0.0189 |  |  |  | 0.53492 | 102.5259
DE_N | d078c |  |  |  | 7.0326 | 11.2262 | 93.8503 | 0.018873 | 0.95337 | 7.0532 |  |  | 120.1346
DE_N | d078d |  |  |  | 7.5362 | 11.996 | 94.4541 | 0.018846 | 6.172 | 45.0779 |  |  | 165.2551
DE_N | d078e |  |  |  | 8.1889 | 12.4704 | 95.7192 | 0.018819 | 8.1074 | 68.6419 |  |  | 193.1466
DE_N | d078f |  |  |  | 9.403 | 12.0536 | 96.2428 | 0.018792 | 4.3468 | 41.6382 |  |  | 163.7031
DE_N | d078g |  |  |  | 10.5246 | 11.9374 | 96.0288 | 0.018765 | 0.43172 | 3.7941 |  | 9.1738 | 131.9093
DE_N | d078h |  |  |  | 10.4763 | 11.3834 | 93.2694 | 0.018738 |  |  |  | 2.911 | 118.0588
DE_N | d079a |  |  |  | 10.0688 | 10.5375 | 82.7133 | 0.018711 |  |  |  | 8.5107 | 111.849
DE_N | d079b |  |  |  | 10.017 | 10.4482 | 81.3527 | 0.018684 |  |  |  | 16.0602 | 117.8968
DE_N | d079c |  |  |  | 9.7081 | 10.3998 | 82.6598 | 0.018657 | 1.5777 | 10.1733 |  | 15.2191 | 129.7565
DE_N | d079d |  |  |  | 9.9381 | 10.4091 | 74.7638 | 0.01863 | 14.1143 | 75.5214 |  |  | 184.7653
DE_N | d079e |  |  |  | 9.911 | 9.4553 | 63.7338 | 0.018603 | 20.6006 | 103.831 |  |  | 207.5504
DE_N | d079f |  |  |  | 8.1371 | 7.7484 | 54.7142 | 0.018576 | 9.5602 | 54.6258 |  |  | 134.8042
DE_N | d079g |  |  |  | 7.7084 | 7.4545 | 58.9526 | 0.018548 | 0.86766 | 4.3709 |  | 28.6672 | 108.0398
DE_N | d079h |  |  |  | 7.0926 | 7.4814 | 59.996 | 0.018521 |  |  |  | 15.8768 | 90.4653
DE_N | d080a |  |  |  | 5.1951 | 5.8838 | 54.7677 | 0.018494 |  |  |  | 18.908 | 84.7731
DE_N | d080b |  |  |  | 4.4567 | 5.3376 | 52.1076 | 0.018467 |  |  |  | 31.6197 | 93.54
DE_N | d080c |  |  |  | 3.5145 | 5.0105 | 60.5043 | 0.01844 | 1.565 | 7.074 |  | 31.7305 | 109.4173
DE_N | d080d |  |  |  | 2.7837 | 5.791 | 67.2767 | 0.018413 | 12.4996 | 54.3062 |  |  | 142.6757
DE_N | d080e |  |  |  | 2.3618 | 6.4983 | 66.6002 | 0.018386 | 16.0846 | 77.4115 |  |  | 168.9748
DE_N | d080f |  |  |  | 1.9177 | 5.874 | 71.3203 | 0.018359 | 5.4007 | 38.3791 |  | 11.1985 | 134.1087
DE_N | d080g |  |  |  | 3.0055 | 8.4498 | 90.1201 | 0.018332 | 0.4497 | 3.0923 |  | 24.8399 | 129.9757
DE_N | d080h |  |  |  | 4.128 | 10.3945 | 99.694 | 0.018305 |  |  |  |  | 114.2349
DE_N | d081a |  |  |  | 3.4117 | 9.716 | 93.4681 | 0.018278 |  |  |  |  | 106.6141
DE_N | d081b |  |  |  | 3.299 | 9.5715 | 90.6934 | 0.018251 |  |  |  |  | 103.5822
DE_N | d081c |  |  |  | 3.1295 | 9.7414 | 86.432 | 0.018224 | 1.0454 | 9.0615 |  | 9.8797 | 119.3077
DE_N | d081d |  |  |  | 2.6061 | 7.5492 | 70.0743 | 0.018197 | 10.122 | 72.2901 |  |  | 162.66
DE_N | d081e |  |  |  | 2.5097 | 5.4069 | 49.1342 | 0.01817 | 16.0433 | 107.334 |  |  | 180.4462
DE_N | d081f |  |  |  | 2.3014 | 4.1412 | 37.3322 | 0.018143 | 7.0672 | 62.1794 |  | 21.7464 | 134.7859
DE_N | d081g |  |  |  | 2.9523 | 4.3892 | 40.2712 | 0.018116 | 0.60948 | 4.635 |  | 44.2113 | 97.0866
DE_N | d081h |  |  |  | 3.2706 | 6.695 | 55.0887 | 0.018089 |  |  |  | 38.0669 | 103.1393
DE_N | d082a |  |  |  | 3.6565 | 7.9973 | 70.6209 | 0.018062 |  |  |  | 12.4731 | 94.7659
DE_N | d082b |  |  |  | 4.7601 | 11.1389 | 93.3917 | 0.018034 |  |  |  |  | 109.3087
DE_N | d082c |  |  |  | 7.5957 | 13.1221 | 105.27 | 0.018007 | 0.56821 | 7.9496 |  |  | 134.5236
DE_N | d082d |  |  |  | 8.821 | 13.0391 | 106.401 | 0.01798 | 3.6611 | 46.4747 |  |  | 178.4149
DE_N | d082e |  |  |  | 10.6625 | 13.1099 | 106.478 | 0.017953 | 4.9245 | 55.4111 |  |  | 190.604
DE_N | d082f |  |  |  | 10.8658 | 13.1157 | 106.451 | 0.017926 | 2.1893 | 33.5218 |  |  | 166.1615
DE_N | d082g |  |  |  | 10.8821 | 12.6598 | 106.321 | 0.017899 |  | 2.9811 |  | 13.1555 | 146.0174
DE_N | d082h |  |  |  | 10.8077 | 12.3084 | 106.489 | 0.017872 |  |  |  |  | 129.623
DE_N | d083a |  |  |  | 10.0084 | 11.7236 | 105.897 | 0.017845 |  |  |  |  | 127.6468
DE_N | d083b |  |  |  | 8.3805 | 12.0707 | 99.8889 | 0.017818 |  |  |  | 5.4189 | 125.7768
DE_N | d083c |  |  |  | 7.2815 | 11.8549 | 95.1153 | 0.017791 | 1.6803 | 10.6875 |  | 9.7404 | 136.3776
DE_N | d083d |  |  |  | 5.3736 | 10.2773 | 98.7652 | 0.017764 | 13.6276 | 84.7565 |  |  | 212.818
DE_N | d083e |  |  |  | 4.7263 | 8.999 | 87.7658 | 0.017737 | 16.0761 | 99.7316 |  |  | 217.3165
DE_N | d083f |  |  |  | 4.2209 | 7.0758 | 77.5346 | 0.01771 | 4.733 | 38.129 |  | 10.4339 | 142.1449
DE_N | d083g |  |  |  | 5.8781 | 6.9645 | 72.5547 | 0.017683 |  |  |  | 43.2435 | 128.6584
DE_N | d083h |  |  |  | 9.7848 | 9.5461 | 67.9685 | 0.017656 |  |  |  | 33.633 | 120.9501
DE_N | d084a |  |  |  | 11.3784 | 11.934 | 85.5148 | 0.017629 |  |  |  | 8.4423 | 117.2872
DE_N | d084b |  |  |  | 11.7386 | 13.1475 | 101.819 | 0.017602 |  |  |  |  | 126.7227
DE_N | d084c |  |  |  | 10.8906 | 12.1439 | 100.825 | 0.017575 | 0.49732 | 7.4493 |  | 3.102 | 134.9256
DE_N | d084d |  |  |  | 9.2253 | 11.3561 | 103.034 | 0.017548 | 5.6387 | 67.5579 |  |  | 196.8296
DE_N | d084e |  |  |  | 6.5764 | 10.19 | 98.406 | 0.017521 | 12.4002 | 97.7442 |  |  | 225.3343
DE_N | d084f |  |  |  | 4.1555 | 9.1971 | 91.947 | 0.017493 | 7.3899 | 53.9865 |  |  | 166.6936
DE_N | d084g |  |  |  | 3.2233 | 8.0339 | 84.3797 | 0.017466 | 0.60419 | 3.3563 |  | 29.7369 | 129.3518
DE_N | d084h |  |  |  | 4.9977 | 9.8785 | 85.9504 | 0.017439 |  |  |  | 9.7707 | 110.6147
DE_N | d085a |  |  |  | 8.0275 | 11.3829 | 90.4679 | 0.017412 |  |  |  |  | 109.8958
DE_N | d085b |  |  |  | 9.728 | 12.0624 | 97.5996 | 0.017385 |  |  |  | 22.2547 | 141.6621
DE_N | d085c |  |  |  | 8.9269 | 12.4416 | 101.731 | 0.017358 | 1.3322 | 6.7336 |  | 19.9871 | 151.1697
DE_N | d085d |  |  |  | 9.0951 | 12.918 | 103.661 | 0.017331 | 8.5952 | 62.4782 |  |  | 196.7647
DE_N | d085e |  |  |  | 6.2852 | 11.4683 | 97.8289 | 0.017304 | 9.9136 | 86.1185 |  |  | 211.6318
DE_N | d085f |  |  |  | 3.3527 | 7.8943 | 81.8075 | 0.017277 | 8.0121 | 48.7123 |  |  | 149.7962
DE_N | d085g | 0.031909 | 0.065912 | 0.072992 | 2.8203 | 6.6164 | 74.565 | 0.01725 | 0.5079 | 2.9533 |  | 8.006 | 95.6569
DE_N | d085h | 0.031909 | 0.065912 | 0.072992 | 3.8048 | 6.1454 | 69.6463 | 0.017223 |  |  |  |  | 79.7846
DE_N | d086a | 0.031909 | 0.065912 | 0.072992 | 3.9549 | 4.0446 | 56.5754 | 0.017196 |  |  |  |  | 64.7629
DE_N | d086b | 0.031909 | 0.065912 | 0.072992 | 4.206 | 3.6262 | 45.0792 | 0.017169 |  |  |  | 7.5782 | 60.6777
DE_N | d086c | 0.031909 | 0.065912 | 0.072992 | 3.7525 | 3.1254 | 40.0801 | 0.017142 | 0.82745 | 5.031 |  | 16.3622 | 69.3667
DE_N | d086d | 0.031909 | 0.065912 | 0.072992 | 2.6652 | 1.5883 | 25.2092 | 0.017115 | 7.6767 | 48.337 |  |  | 85.6643
DE_N | d086e | 0.031909 | 0.065912 | 0.072992 | 1.4291 | 0.78636 | 11.8823 | 0.017088 | 9.3464 | 73.3811 |  |  | 97.0131
DE_N | d086f | 0.031909 | 0.065912 | 0.072992 | 1.0698 | 0.94256 | 12.2071 | 0.017061 | 6.6588 | 42.8543 |  |  | 63.9204
DE_N | d086g | 0.031909 | 0.065912 | 0.072992 | 0.54908 | 0.90839 | 11.5153 | 0.017034 | 0.53012 | 2.5364 | 0.13841 | 33.6673 | 50.0328
DE_N | d086h | 0.031909 | 0.065912 | 0.072992 | 0.54773 | 0.8381 | 8.5878 | 0.017007 |  |  | 0.13841 | 26.5599 | 36.8597
DE_N | d087a | 0.031909 | 0.065912 | 0.072992 | 0.50581 | 1.3238 | 13.7703 | 0.01698 |  |  | 0.13841 | 16.5412 | 32.4673
DE_N | d087b | 0.031909 | 0.065912 | 0.072992 | 0.60769 | 1.415 | 17.7412 | 0.016952 |  |  | 0.13841 | 21.4401 | 41.5302
DE_N | d087c | 0.031909 | 0.065912 | 0.072992 | 0.63789 | 1.3462 | 18.8266 | 0.016925 | 0.8338 | 6.9003 | 0.13841 | 28.5937 | 57.4647
DE_N | d087d | 0.031909 | 0.065912 | 0.072992 | 0.72896 | 0.98307 | 14.4047 | 0.016898 | 7.7349 | 58.1976 |  |  | 82.2369
DE_N | d087e | 0.031909 | 0.065912 | 0.072992 | 1.0702 | 0.91815 | 12.5511 | 0.016871 | 15.9597 | 88.8773 |  |  | 119.5642
DE_N | d087f | 0.031909 | 0.065912 | 0.072992 | 1.9754 | 1.9168 | 20.0955 | 0.016844 | 8.01 | 49.9283 |  |  | 82.1137
DE_N | d087g | 0.031909 | 0.065912 | 0.072992 | 2.7671 | 2.0403 | 28.2973 | 0.016817 | 0.48568 | 2.8491 |  | 40.7083 | 77.3354
DE_N | d087h | 0.031909 | 0.065912 | 0.072992 | 4.0956 | 2.8282 | 27.8272 | 0.01679 |  |  |  | 18.9147 | 53.8533
DE_N | d088a | 0.031909 | 0.065912 | 0.072992 | 5.6085 | 4.8817 | 34.8136 | 0.016763 |  |  |  | 0.28728 | 45.7786
DE_N | d088b | 0.031909 | 0.065912 | 0.072992 | 5.8961 | 5.5484 | 44.2078 | 0.016736 |  |  |  |  | 55.8399
DE_N | d088c | 0.031909 | 0.065912 | 0.072992 | 6.4529 | 6.8873 | 55.2798 | 0.016709 | 0.75973 | 8.4847 |  | 0.48728 | 78.5392
DE_N | d088d | 0.031909 | 0.065912 | 0.072992 | 7.2152 | 7.7489 | 58.7883 | 0.016682 | 5.625 | 61.2134 |  |  | 140.7783
DE_N | d088e | 0.031909 | 0.065912 | 0.072992 | 6.6233 | 7.9007 | 58.3832 | 0.016655 | 7.9306 | 80.2884 |  |  | 161.3137
DE_N | d088f | 0.031909 | 0.065912 | 0.072992 | 6.4267 | 7.21 | 59.0787 | 0.016628 | 5.079 | 39.1574 |  |  | 117.1393
DE_N | d088g | 0.031909 | 0.065912 | 0.072992 | 6.4916 | 6.5954 | 57.4468 | 0.016601 |  |  |  | 23.9696 | 94.6909
DE_N | d088h | 0.031909 | 0.065912 | 0.072992 | 8.3972 | 7.0953 | 58.4367 | 0.016574 |  |  |  | 2.7443 | 76.8608
DE_N | d089a | 0.031909 | 0.065912 | 0.072992 | 9.2555 | 7.0045 | 55.0658 | 0.016547 |  |  |  |  | 71.5132
DE_N | d089b | 0.031909 | 0.065912 | 0.072992 | 9.833 | 6.5564 | 47.0551 | 0.01652 |  |  |  | 8.1191 | 71.751
DE_N | d089c | 0.031909 | 0.065912 | 0.072992 | 10.4565 | 6.0751 | 51.4464 | 0.016493 |  | 3.7455 |  | 14.1838 | 86.0946
DE_N | d089d | 0.031909 | 0.065912 | 0.072992 | 11.0732 | 5.2809 | 55.2263 | 0.016466 | 1.675 | 34.724 |  |  | 108.1667
DE_N | d089e | 0.031909 | 0.065912 | 0.072992 | 9.7731 | 4.5341 | 58.8877 | 0.016438 | 5.2208 | 59.2469 |  |  | 137.8498
DE_N | d089f | 0.031909 | 0.065912 | 0.072992 | 8.8128 | 6.1029 | 64.7887 | 0.016411 | 5.3753 | 35.5023 |  |  | 120.7693
DE_N | d089g | 0.031909 | 0.065912 | 0.072992 | 7.8968 | 6.839 | 65.8779 | 0.016384 |  |  |  | 12.9252 | 93.7261
DE_N | d089h | 0.031909 | 0.065912 | 0.072992 | 7.8224 | 7.2544 | 63.2331 | 0.016357 |  |  |  |  | 78.4971
DE_N | d090a | 0.031909 | 0.065912 | 0.072992 | 8.3372 | 7.457 | 65.8817 | 0.01633 |  |  |  |  | 81.8631
DE_N | d090b | 0.031909 | 0.065912 | 0.072992 | 8.2015 | 5.9711 | 50.3075 | 0.016303 |  |  |  | 4.4222 | 69.0895
DE_N | d090c | 0.031909 | 0.065912 | 0.072992 | 8.5865 | 5.2917 | 38.9489 | 0.016276 | 0.57668 | 3.815 |  | 18.2435 | 75.6494
DE_N | d090d | 0.031909 | 0.065912 | 0.072992 | 8.207 | 3.6755 | 30.9305 | 0.016249 | 6.1572 | 38.2124 |  |  | 87.3697
DE_N | d090e | 0.031909 | 0.065912 | 0.072992 | 6.5638 | 2.9839 | 35.127 | 0.016222 | 11.2415 | 69.4688 |  |  | 125.572
DE_N | d090f | 0.031909 | 0.065912 | 0.072992 | 6.571 | 2.302 | 31.2478 | 0.016195 | 5.6832 | 37.5522 |  | 6.7579 | 90.301
DE_N | d090g | 0.031909 | 0.065912 | 0.072992 | 4.9936 | 2.1614 | 29.2986 | 0.016168 | 0.35024 | 2.0986 |  | 33.3901 | 72.4795
DE_N | d090h | 0.031909 | 0.065912 | 0.072992 | 5.0112 | 2.5407 | 32.7268 | 0.016141 |  |  |  | 20.9152 | 61.3808
DE_N | d091a | 0.031909 | 0.065912 | 0.072992 | 4.17 | 1.87 | 29.3636 | 0.016114 |  |  |  | 18.6294 | 54.2199
DE_N | d091b | 0.031909 | 0.065912 | 0.072992 | 3.0385 | 1.6791 | 25.813 | 0.016087 |  |  |  | 25.6536 | 56.3711
DE_N | d091c | 0.031909 | 0.065912 | 0.072992 | 2.6985 | 2.0657 | 29.2871 | 0.01606 | 1.1036 | 8.3249 |  | 21.4561 | 65.1228
DE_N | d091d | 0.031909 | 0.065912 | 0.072992 | 0.92461 | 1.1637 | 27.6208 | 0.016033 | 11.8108 | 73.6174 |  |  | 115.3241
DE_N | d091e | 0.031909 | 0.065912 | 0.072992 | 0.62617 | 1.2252 | 23.7721 | 0.016006 | 17.6813 | 104.603 |  |  | 148.0946
DE_N | d091f | 0.031909 | 0.065912 | 0.072992 | 0.46659 | 0.88886 | 17.5081 | 0.015979 | 8.3476 | 52.9303 |  | 4.7086 | 85.0368
DE_N | d091g | 0.031909 | 0.065912 | 0.072992 | 2.6124 | 3.3954 | 34.7027 | 0.015952 |  |  |  | 38.24 | 79.1372
DE_N | d091h | 0.031909 | 0.065912 | 0.072992 | 3.7854 | 4.6566 | 44.8843 | 0.015925 |  |  |  | 12.3589 | 65.872
DE_N | d092a | 0.031909 | 0.065912 | 0.072992 | 2.6801 | 3.8098 | 39.5565 | 0.015897 |  |  |  | 10.6561 | 56.8891
DE_N | d092b | 0.031909 | 0.065912 | 0.072992 | 2.7342 | 4.2774 | 45.0601 | 0.01587 |  |  |  | 6.7424 | 59.0008
DE_N | d092c | 0.031909 | 0.065912 | 0.072992 | 2.6133 | 4.5473 | 49.91 | 0.015843 | 0.79042 | 7.352 |  | 7.0449 | 72.4446
DE_N | d092d |  |  |  | 1.0756 | 3.1435 | 47.5022 | 0.015816 | 9.7369 | 74.3192 |  |  | 135.7932
DE_N | d092e |  |  |  | 1.2808 | 3.1264 | 40.6458 | 0.015789 | 20.8684 | 121.433 |  |  | 187.3701
DE_N | d092f |  |  |  | 1.5418 | 3.3177 | 40.3744 | 0.015762 | 8.4703 | 48.9277 |  | 2.2754 | 104.923
DE_N | d092g |  |  |  | 4.1375 | 6.9039 | 58.7845 | 0.015735 | 0.39045 |  |  | 34.2201 | 104.4522
DE_N | d092h |  |  |  | 5.3547 | 9.2923 | 74.9281 | 0.015708 |  |  |  | 10.6411 | 100.2319
DE_N | d093a |  |  |  | 4.9147 | 9.4754 | 85.2778 | 0.015681 |  |  |  |  | 99.6835
DE_N | d093b |  |  |  | 6.0809 | 10.4238 | 95.3026 | 0.015654 |  |  |  |  | 111.823
DE_N | d093c |  |  |  | 7.5988 | 11.3736 | 101.269 | 0.015627 | 0.3714 | 3.544 |  |  | 124.1724
DE_N | d093d |  |  |  | 7.3342 | 11.5923 | 105.419 | 0.0156 | 5.1869 | 31.2565 |  |  | 160.8045
DE_N | d093e |  |  |  | 7.0606 | 11.6416 | 105.304 | 0.015573 | 7.7931 | 43.5144 |  |  | 175.3292
DE_N | d093f |  |  |  | 6.1337 | 11.0857 | 102.121 | 0.015546 | 3.0707 | 19.5822 |  |  | 142.0088
DE_N | d093g |  |  |  | 7.5015 | 12.1205 | 99.2162 | 0.015519 |  |  |  |  | 118.8537
DE_N | d093h |  |  |  | 7.771 | 10.5761 | 80.7145 | 0.015492 |  |  |  |  | 99.0771
DE_N | d094a |  |  |  | 5.5499 | 6.6018 | 67.8806 | 0.015465 |  |  |  | 2.936 | 82.9838
DE_N | d094b |  |  |  | 3.3937 | 2.6485 | 43.9594 | 0.015437 |  |  |  | 16.8137 | 66.8307
DE_N | d094c |  |  |  | 4.5838 | 3.6433 | 35.2722 | 0.015411 |  | 4.8295 |  | 38.5987 | 86.943
DE_N | d094d |  |  |  | 6.0895 | 5.6222 | 35.341 | 0.015383 | 1.6941 | 45.9605 |  | 4.2293 | 98.9519
DE_N | d094e |  |  |  | 7.923 | 7.4497 | 46.1913 | 0.015356 | 2.9395 | 68.5377 |  |  | 133.0564
DE_N | d094f |  |  |  | 6.1098 | 8.6182 | 61.7159 | 0.015329 | 1.62 | 31.2148 |  |  | 109.294
DE_N | d094g |  |  |  | 8.376 | 8.7866 | 71.1368 | 0.015302 |  |  |  | 31.3652 | 119.6799
DE_N | d094h |  |  |  | 8.3611 | 7.9602 | 68.9507 | 0.015275 |  |  |  | 10.5474 | 95.8347
DE_N | d095a |  |  |  | 5.7514 | 6.9528 | 67.0932 | 0.015248 |  |  |  | 1.006 | 80.8186
DE_N | d095b |  |  |  | 4.0199 | 5.8833 | 62.6522 | 0.015221 |  |  |  | 7.747 | 80.3176
DE_N | d095c |  |  |  | 4.9025 | 5.2849 | 62.6675 | 0.015194 |  | 4.4751 |  | 23.4953 | 100.8405
DE_N | d095d |  |  |  | 5.7586 | 6.018 | 66.9709 | 0.015167 | 2.367 | 36.6419 |  |  | 117.7716
DE_N | d095e |  |  |  | 6.5584 | 8.5362 | 82.3349 | 0.01514 | 4.6113 | 39.3381 |  |  | 141.394
DE_N | d095f |  |  |  | 7.3103 | 10.0328 | 91.9967 | 0.015113 | 4.3246 | 18.9151 |  |  | 132.5946
DE_N | d095g |  |  |  | 7.2323 | 10.229 | 99.8124 | 0.015086 |  |  |  |  | 117.2888
DE_N | d095h |  |  |  | 6.3888 | 9.3699 | 98.7308 | 0.015059 |  |  |  |  | 114.5046
DE_N | d096a |  |  |  | 4.7308 | 6.7024 | 80.9438 | 0.015032 |  |  |  |  | 92.392
DE_N | d096b |  |  |  | 3.7431 | 5.7647 | 61.2802 | 0.015005 |  |  |  | 14.7442 | 85.5471
DE_N | d096c |  |  |  | 3.6186 | 4.8743 | 51.9433 | 0.014978 | 1.1407 | 6.3861 |  | 34.2702 | 102.2482
DE_N | d096d |  |  |  | 1.338 | 2.2556 | 34.5499 | 0.014951 | 12.4859 | 80.6497 |  |  | 131.294
DE_N | d096e |  |  |  | 1.9894 | 2.7315 | 39.2126 | 0.014923 | 13.6456 | 118.424 |  |  | 176.0181
DE_N | d096f |  |  |  | 2.2788 | 3.2011 | 47.0513 | 0.014897 | 4.5563 | 52.5064 |  | 23.2341 | 132.8429
DE_N | d096g |  |  |  | 4.4941 | 5.545 | 60.2712 | 0.014869 |  |  |  | 43.0667 | 113.3919
DE_N | d096h |  |  |  | 5.1068 | 7.4111 | 76.4683 | 0.014842 |  |  |  | 14.1257 | 103.1267
DE_N | d097a |  |  |  | 3.8301 | 7.5165 | 80.8788 | 0.014815 |  |  |  | 2.8505 | 95.0907
DE_N | d097b |  |  |  | 3.0019 | 6.1845 | 79.3692 | 0.014788 |  |  |  | 7.9353 | 96.5056
DE_N | d097c |  |  |  | 2.6318 | 4.7382 | 71.2859 | 0.014761 | 0.83909 | 4.0721 |  | 26.204 | 109.7858
DE_N | d097d |  |  |  | 1.1973 | 2.9834 | 63.2064 | 0.014734 | 12.7166 | 64.1112 |  |  | 144.2297
DE_N | d097e |  |  |  | 1.081 | 2.2629 | 45.3773 | 0.014707 | 18.9193 | 95.4649 |  |  | 163.1202
DE_N | d097f |  |  |  | 1.4313 | 2.1092 | 36.6825 | 0.01468 | 8.2555 | 49.6087 |  | 17.8945 | 115.9964
DE_N | d097g |  |  |  | 3.9757 | 5.3332 | 52.0503 | 0.014653 |  |  |  | 38.8941 | 100.2679
DE_N | d097h |  |  |  | 6.3163 | 7.4526 | 63.8026 | 0.014626 |  |  |  | 12.6261 | 90.2122
DE_N | d098a |  |  |  | 7.4496 | 8.051 | 66.8907 | 0.014599 |  |  |  |  | 82.4059
DE_N | d098b |  |  |  | 8.7263 | 9.1825 | 78.8608 | 0.014572 |  |  |  |  | 96.7841
DE_N | d098c |  |  |  | 9.077 | 11.6148 | 98.5665 | 0.014545 |  | 3.8706 |  |  | 123.1434
DE_N | d098d |  |  |  | 7.822 | 12.7111 | 106.203 | 0.014518 | 2.6707 | 36.4126 |  |  | 165.8339
DE_N | d098e |  |  |  | 6.9569 | 11.2931 | 104.995 | 0.014491 | 2.4104 | 40.6515 |  |  | 166.3214
DE_N | d098f |  |  |  | 4.3498 | 8.4972 | 92.2413 | 0.014464 | 1.0497 | 19.5822 |  | 2.5032 | 128.2379
DE_N | d098g |  |  |  | 4.807 | 6.3153 | 69.352 | 0.014437 |  |  |  | 29.9318 | 110.4205
DE_N | d098h |  |  |  | 5.0991 | 5.8018 | 66.1531 | 0.01441 |  |  |  | 23.9954 | 101.0638
DE_N | d099a |  |  |  | 5.3597 | 5.999 | 76.7206 | 0.01439 |  |  |  | 12.1887 | 100.2823
DE_N | d099b |  |  |  | 5.6905 | 6.6477 | 86.0078 | 0.014387 |  |  |  | 9.1575 | 107.5179
DE_N | d099c |  |  |  | 8.3913 | 9.2752 | 76.0518 | 0.014384 | 0.5989 | 6.0109 |  |  | 100.3425
DE_N | d099d |  |  |  | 9.9926 | 11.3585 | 83.2522 | 0.01438 | 4.5404 | 55.96 |  |  | 165.1181
DE_N | d099e |  |  |  | 11.4163 | 11.1354 | 97.8633 | 0.014377 | 5.115 | 65.9318 |  |  | 191.4762
DE_N | d099f |  |  |  | 12.0334 | 11.2731 | 102.117 | 0.014374 | 2.7934 | 34.2167 |  |  | 162.448
DE_N | d099g |  |  |  | 12.1407 | 11.8325 | 95.9256 | 0.01437 |  |  |  | 11.1039 | 131.0171
DE_N | d099h |  |  |  | 12.019 | 12.8561 | 91.6221 | 0.014367 |  |  |  | 7.0062 | 123.5178
DE_N | d100a |  |  |  | 11.5641 | 13.1255 | 97.6034 | 0.014363 |  |  |  |  | 122.3074
DE_N | d100b |  |  |  | 11.5826 | 13.3583 | 102.683 | 0.01436 |  |  |  |  | 127.6383
DE_N | d100c |  |  |  | 11.538 | 13.415 | 102.801 | 0.014357 | 0.99887 | 7.6022 |  |  | 136.3694
DE_N | d100d |  |  |  | 11.8319 | 13.5687 | 106.149 | 0.014353 | 11.4352 | 78.6206 |  |  | 221.6198
DE_N | d100e |  |  |  | 11.5416 | 13.5912 | 106.313 | 0.01435 | 15.7735 | 81.6365 |  |  | 228.8701
DE_N | d100f |  |  |  | 11.2864 | 13.5033 | 106.447 | 0.014346 | 4.6949 | 29.5679 |  |  | 165.5138
DE_N | d100g |  |  |  | 11.8959 | 13.5702 | 106.474 | 0.014343 |  |  |  | 5.1278 | 137.0822
DE_N | d100h |  |  |  | 12.4171 | 13.4945 | 106.378 | 0.01434 |  |  |  |  | 132.3039
DE_N | d101a |  |  |  | 11.9424 | 13.0132 | 104.089 | 0.014336 |  |  |  |  | 129.0589
DE_N | d101b |  |  |  | 11.4717 | 12.1649 | 93.4605 | 0.014333 |  |  |  | 5.4829 | 122.5943
DE_N | d101c |  |  |  | 11.3279 | 11.8217 | 90.2119 | 0.01433 | 0.87189 | 6.6641 |  | 14.9805 | 135.8923
DE_N | d101d |  |  |  | 11.4393 | 12.2947 | 98.857 | 0.014326 | 9.2226 | 67.0992 |  |  | 198.9271
DE_N | d101e |  |  |  | 11.7467 | 13.0269 | 104.25 | 0.014323 | 9.4755 | 76.5637 |  |  | 215.0771
DE_N | d101f |  |  |  | 10.7603 | 11.7802 | 104.024 | 0.014319 | 2.5321 | 24.5507 |  |  | 153.6616
DE_N | d101g |  |  |  | 11.1927 | 13.31 | 105.385 | 0.014316 |  |  |  | 10.6281 | 140.5301
DE_N | d101h |  |  |  | 12.4689 | 13.6112 | 106.631 | 0.014313 |  |  |  |  | 132.7254
DE_N | d102a |  |  |  | 12.5676 | 13.5946 | 106.6 | 0.014309 |  |  |  |  | 132.7765
DE_N | d102b |  |  |  | 12.5302 | 13.4311 | 106.566 | 0.014306 |  |  |  |  | 132.5416
DE_N | d102c |  |  |  | 12.5437 | 13.4276 | 104.338 | 0.014302 |  |  |  |  | 130.3236
DE_N | d102d |  |  |  | 11.8711 | 11.9179 | 100.187 | 0.014299 | 0.59572 | 24.1755 |  |  | 148.7615
DE_N | d102e |  |  |  | 9.1 | 10.4716 | 92.1037 | 0.014296 | 1.7322 | 51.9644 |  |  | 165.3862
DE_N | d102f |  |  |  | 7.4501 | 10.208 | 87.0091 | 0.014292 | 4.1119 | 35.6343 |  |  | 144.4276
DE_N | d102g |  |  |  | 6.3776 | 9.1444 | 80.7947 | 0.014289 |  |  |  | 33.9847 | 130.3157
DE_N | d102h |  |  |  | 5.1685 | 8.3839 | 75.2797 | 0.014286 |  |  |  | 21.0922 | 109.9386
DE_N | d103a |  |  |  | 3.1782 | 7.8553 | 73.1242 | 0.014282 |  |  |  | 16.2378 | 100.4098
DE_N | d103b |  |  |  | 2.3879 | 7.5331 | 75.5434 | 0.014279 |  |  |  | 16.9417 | 102.4204
DE_N | d103c |  |  |  | 1.6076 | 7.4458 | 78.4672 | 0.014275 | 0.7883 | 4.3918 |  | 22.1168 | 114.8317
DE_N | d103d |  |  |  | 1.5945 | 7.9168 | 82.2623 | 0.014272 | 11.2299 | 56.78 |  |  | 159.7978
DE_N | d103e |  |  |  | 2.3857 | 8.7646 | 82.3349 | 0.014269 | 17.5522 | 74.618 |  |  | 185.6697
DE_N | d103f |  |  |  | 1.9813 | 7.826 | 77.7716 | 0.014265 | 7.4164 | 33.0284 |  | 6.4945 | 134.5325
DE_N | d103g |  |  |  | 3.2503 | 8.4415 | 80.2023 | 0.014262 |  |  |  | 31.195 | 123.1034
DE_N | d103h |  |  |  | 4.504 | 8.9082 | 84.5707 | 0.014259 |  |  |  | 11.2845 | 109.2816
DE_N | d104a |  |  |  | 6.1535 | 9.5368 | 87.1429 | 0.014255 |  |  |  | 1.9474 | 104.7949
DE_N | d104b |  |  |  | 6.7702 | 10.1607 | 89.9443 | 0.014252 |  |  |  | 0.94263 | 107.8321
DE_N | d104c |  |  |  | 6.7617 | 10.6478 | 95.5472 | 0.014248 |  | 2.7379 |  | 2.713 | 118.4218
DE_N | d104d |  |  |  | 7.1579 | 11.2599 | 99.6175 | 0.014245 | 5.0536 | 40.2484 |  |  | 163.3516
DE_N | d104e |  |  |  | 5.4994 | 12.1009 | 105.442 | 0.014242 | 15.1174 | 79.5379 |  |  | 217.7119
DE_N | d104f |  |  |  | 7.712 | 13.1279 | 104.51 | 0.014238 | 10.2088 | 35.1965 |  |  | 170.7694
DE_N | d104g |  |  |  | 9.9169 | 13.0996 | 101.448 | 0.014235 |  |  |  | 9.141 | 133.6197
DE_N | d104h |  |  |  | 10.2333 | 12.5959 | 99.8507 | 0.014231 |  |  |  |  | 122.6941
DE_N | d105a |  |  |  | 9.8993 | 12.325 | 99.6596 | 0.014228 |  |  |  |  | 121.8981
DE_N | d105b |  |  |  | 9.2253 | 11.8579 | 92.5852 | 0.014225 |  |  |  | 2.3691 | 116.0518
DE_N | d105c |  |  |  | 9.073 | 11.9916 | 93.877 | 0.014221 |  | 4.4126 |  | 4.5828 | 123.9511
DE_N | d105d |  |  |  | 9.0144 | 11.9047 | 93.9879 | 0.014218 | 6.2006 | 56.5576 |  |  | 177.6794
DE_N | d105e |  |  |  | 8.6041 | 11.6675 | 89.0576 | 0.014215 | 12.8266 | 94.0543 |  |  | 216.2243
DE_N | d105f |  |  |  | 8.2173 | 11.0237 | 81.0164 | 0.014211 | 8.5772 | 50.9985 |  |  | 159.8473
DE_N | d105g |  |  |  | 7.7422 | 10.6673 | 81.2151 | 0.014208 |  |  |  | 23.8782 | 123.517
DE_N | d105h |  |  |  | 7.3779 | 10.0011 | 81.2495 | 0.014204 |  |  |  | 12.1587 | 110.8014
DE_N | d106a |  |  |  | 6.8541 | 8.2829 | 77.4085 | 0.014201 |  |  |  | 8.1458 | 100.7054
DE_N | d106b |  |  |  | 5.7785 | 5.5743 | 57.9666 | 0.014198 |  |  |  | 30.5017 | 99.8353
DE_N | d106c |  |  |  | 4.5536 | 4.8251 | 57.0608 | 0.014194 | 0.56504 | 3.9192 |  | 35.6853 | 106.6232
DE_N | d106d |  |  |  | 4.0392 | 6.1015 | 74.4389 | 0.014191 | 7.3688 | 50.7136 |  |  | 142.6762
DE_N | d106e |  |  |  | 6.0395 | 10.5599 | 87.9187 | 0.014188 | 6.1392 | 41.1379 |  |  | 151.8094
DE_N | d106f |  |  |  | 6.1869 | 12.4992 | 103.244 | 0.014184 | 1.8877 | 15.2599 |  |  | 139.0919
DE_N | d106g |  |  |  | 8.4414 | 13.3359 | 106.264 | 0.014181 |  |  |  | 1.9303 | 129.9858
DE_N | d106h |  |  |  | 10.9321 | 13.5546 | 106.631 | 0.014177 |  |  |  |  | 131.1319
DE_N | d107a |  |  |  | 11.8973 | 13.5755 | 106.631 | 0.014174 |  |  |  |  | 132.118
DE_N | d107b |  |  |  | 12.1146 | 13.5409 | 106.214 | 0.014171 |  |  |  |  | 131.8837
DE_N | d107c |  |  |  | 12.143 | 13.4389 | 100.925 | 0.014167 |  |  |  |  | 126.5211
DE_N | d107d |  |  |  | 11.9374 | 13.1894 | 103.061 | 0.014164 | 1.2782 | 36.4682 |  |  | 165.9484
DE_N | d107e |  |  |  | 11.6534 | 12.8932 | 101.441 | 0.01416 | 3.896 | 68.1277 |  |  | 198.0255
DE_N | d107f |  |  |  | 11.5655 | 12.4714 | 98.834 | 0.014157 | 2.349 | 33.3272 |  |  | 158.5613
DE_N | d107g |  |  |  | 11.5028 | 12.531 | 101.62 | 0.014154 |  |  |  | 3.6992 | 129.3672
DE_N | d107h |  |  |  | 11.3901 | 12.655 | 102.698 | 0.01415 |  |  |  |  | 126.7573
DE_N | d108a |  |  |  | 11.2661 | 12.4783 | 98.02 | 0.014147 |  |  |  |  | 121.7785
DE_N | d108b |  |  |  | 11.2152 | 12.2513 | 90.1813 | 0.014143 |  |  |  | 1.5844 | 115.2463
DE_N | d108c |  |  |  | 10.4335 | 11.2628 | 82.3999 | 0.01414 | 0.47192 | 4.0512 |  | 19.0031 | 127.6366
DE_N | d108d |  |  |  | 10.4687 | 10.9622 | 79.7743 | 0.014137 | 8.829 | 66.1611 |  |  | 176.2094
DE_N | d108e |  |  |  | 10.6138 | 10.3227 | 73.5905 | 0.014133 | 13.7038 | 89.0302 |  |  | 197.2751
DE_N | d108f |  |  |  | 9.4589 | 7.7513 | 57.8863 | 0.01413 | 6.8641 | 40.1372 |  |  | 122.1119
DE_N | d108g | 0.031909 |  | 0.072992 | 7.4951 | 6.1405 | 46.3022 | 0.014127 |  |  |  | 14.6543 | 74.7112
DE_N | d108h | 0.031909 |  | 0.072992 | 5.5684 | 4.6069 | 30.6019 | 0.014123 |  |  |  | 17.1944 | 58.0906
DE_N | d109a | 0.031909 |  | 0.072992 | 3.7773 | 2.9936 | 20.0649 | 0.01412 |  |  |  | 23.6513 | 50.6062
DE_N | d109b | 0.031909 |  | 0.072992 | 2.7184 | 2.2634 | 17.3055 | 0.014117 |  |  |  | 30.4942 | 52.9005
DE_N | d109c | 0.031909 |  | 0.072992 | 2.0575 | 1.8597 | 15.4825 | 0.014113 | 0.33754 | 3.0645 |  | 40.8081 | 63.7289
DE_N | d109d |  |  |  | 0.9733 | 1.0778 | 16.8048 | 0.01411 | 5.9012 | 49.157 |  |  | 73.9281
DE_N | d109e |  |  |  | 0.63429 | 1.6352 | 28.1482 | 0.014106 | 9.4311 | 68.2319 |  |  | 108.0948
DE_N | d109f |  |  |  | 0.51527 | 2.6734 | 44.1581 | 0.014103 | 5.6938 | 26.9689 |  | 16.0099 | 96.0335
DE_N | d109g |  |  |  | 1.5643 | 5.8896 | 70.4833 | 0.0141 |  |  |  | 14.9018 | 92.8531
DE_N | d109h |  |  |  | 4.151 | 9.7004 | 94.1369 | 0.014096 |  |  |  |  | 108.0024
DE_N | d110a |  |  |  | 5.7005 | 11.2838 | 99.6405 | 0.014093 |  |  |  |  | 116.6389
DE_N | d110b |  |  |  | 7.3734 | 11.6587 | 99.5373 | 0.014089 |  |  |  |  | 118.5835
DE_N | d110c |  |  |  | 8.8782 | 12.2244 | 100.875 | 0.014086 | 0.84333 | 4.6141 |  |  | 127.4491
DE_N | d110d |  |  |  | 5.9024 | 10.8025 | 102.258 | 0.014083 | 15.2402 | 75.3824 |  |  | 209.5996
DE_N | d110e |  |  |  | 5.6022 | 10.4467 | 103.516 | 0.014079 | 22.0397 | 107.091 |  |  | 248.7097
DE_N | d110f |  |  |  | 8.1263 | 11.1184 | 101.85 | 0.014076 | 8.7909 | 41.944 |  |  | 171.8437
DE_N | d110g |  |  |  | 11.8513 | 11.6934 | 97.6531 | 0.014072 |  |  |  | 13.5586 | 134.7705
DE_N | d110h |  |  |  | 12.1344 | 11.3478 | 95.7154 | 0.014069 |  |  |  | 1.2339 | 120.4456
DE_N | d111a |  |  |  | 11.5042 | 10.4448 | 91.4234 | 0.014066 |  |  |  |  | 113.3865
DE_N | d111b |  |  |  | 10.8217 | 8.7764 | 80.2444 | 0.014062 |  |  |  | 11.9076 | 111.7641
DE_N | d111c |  |  |  | 10.7139 | 10.1446 | 82.5872 | 0.014059 |  |  |  | 22.2326 | 125.6924
DE_N | d111d |  |  |  | 10.6201 | 12.693 | 95.23 | 0.014056 | 3.5796 | 19.6308 |  |  | 141.7676
DE_N | d111e |  |  |  | 11.4821 | 13.3491 | 92.5738 | 0.014052 | 7.4048 | 35.7246 |  |  | 160.5484
DE_N | d111f |  |  |  | 12.2796 | 13.5472 | 89.7341 | 0.014049 | 2.4178 | 21.6947 |  | 2.5631 | 142.2505
DE_N | d111g |  |  |  | 12.5753 | 13.6131 | 98.4022 | 0.014046 |  |  |  | 8.6745 | 133.2792
DE_N | d111h |  |  |  | 12.5775 | 13.536 | 77.9245 | 0.014042 |  |  |  | 12.8141 | 116.8661
DE_N | d112a |  |  |  | 12.5672 | 13.5726 | 90.2845 | 0.014039 |  |  |  |  | 116.4383
DE_N | d112b |  |  |  | 12.436 | 13.6156 | 104.257 | 0.014035 |  |  |  |  | 130.3226
DE_N | d112c |  |  |  | 12.4401 | 13.6185 | 106.619 | 0.014032 | 0.57562 | 4.2041 |  |  | 137.4714
DE_N | d112d |  |  |  | 12.0925 | 13.617 | 106.394 | 0.014029 | 13.1747 | 76.2441 |  |  | 221.5363
DE_N | d112e |  |  |  | 12.2106 | 13.6117 | 106.631 | 0.014025 | 18.6093 | 104.7 |  |  | 255.7766
DE_N | d112f |  |  |  | 12.0366 | 13.5887 | 106.336 | 0.014022 | 2.6696 | 33.0215 |  |  | 167.6665
DE_N | d112g |  |  |  | 12.5298 | 13.6136 | 106.436 | 0.014018 |  |  |  |  | 132.5934
DE_N | d112h |  |  |  | 12.5356 | 13.4662 | 105.882 | 0.014015 |  |  |  |  | 131.8978
DE_N | d113a |  |  |  | 12.4964 | 12.9205 | 98.5703 | 0.014012 |  |  |  |  | 124.0012
DE_N | d113b |  |  |  | 12.5505 | 12.7819 | 63.4969 | 0.014008 |  |  |  | 18.1234 | 106.9667
DE_N | d113c |  |  |  | 12.5753 | 12.7745 | 60.6343 | 0.014005 |  | 3.537 |  | 24.7015 | 114.2366
DE_N | d113d |  |  |  | 12.5667 | 12.4309 | 53.193 | 0.014002 | 9.23 | 64.9659 |  |  | 152.4005
DE_N | d113e |  |  |  | 12.4504 | 12.6345 | 53.3421 | 0.013998 | 15.2529 | 95.3746 |  |  | 189.0685
DE_N | d113f |  |  |  | 12.5748 | 13.2836 | 65.7709 | 0.013995 | 5.7647 | 43.0488 |  |  | 140.4568
DE_N | d113g |  |  |  | 12.5775 | 13.105 | 63.7797 | 0.013991 |  |  |  | 35.0943 | 124.5705
DE_N | d113h |  |  |  | 12.5775 | 12.4807 | 44.5174 | 0.013988 |  |  |  | 39.0074 | 108.597
DE_N | d114a |  |  |  | 12.5775 | 13.2505 | 58.5437 | 0.013985 |  |  |  | 19.2818 | 103.6675
DE_N | d114b |  |  |  | 12.5766 | 13.5716 | 85.6944 | 0.013981 |  |  |  |  | 111.8566
DE_N | d114c |  |  |  | 12.5766 | 13.5057 | 74.4886 | 0.013978 |  | 2.9881 |  | 17.1064 | 120.6793
DE_N | d114d |  |  |  | 12.5347 | 13.0098 | 61.2916 | 0.013975 | 4.5595 | 48.615 |  |  | 140.0245
DE_N | d114e |  |  |  | 12.5604 | 12.9429 | 66.1836 | 0.013971 | 11.814 | 72.9155 |  |  | 176.4304
DE_N | d114f |  |  |  | 12.4932 | 13.3432 | 75.1192 | 0.013968 | 5.9774 | 35.4189 |  |  | 142.3658
DE_N | d114g |  |  |  | 12.2259 | 13.5067 | 100.695 | 0.013964 |  |  |  | 1.9766 | 128.4181
DE_N | d114h |  |  |  | 12.3098 | 13.5428 | 105.526 | 0.013961 |  |  |  |  | 131.3926
DE_N | d115a |  |  |  | 12.3048 | 13.474 | 106.573 | 0.013958 |  |  |  |  | 132.3658
DE_N | d115b |  |  |  | 12.0442 | 12.7013 | 106.111 | 0.013954 |  |  |  |  | 130.8705
DE_N | d115c |  |  |  | 12.1457 | 11.9833 | 101.689 | 0.013951 |  | 2.3348 |  | 1.2712 | 129.438
DE_N | d115d |  |  |  | 12.3851 | 13.3481 | 83.7299 | 0.013947 | 4.315 | 35.1826 |  |  | 148.9747
DE_N | d115e |  |  |  | 12.5194 | 13.5794 | 92.9789 | 0.013944 | 1.8845 | 36.3222 |  |  | 157.2984
DE_N | d115f |  |  |  | 12.5532 | 13.5799 | 102.828 | 0.013941 | 0.364 | 6.7266 |  | 10.4706 | 146.5362
DE_N | d115g |  |  |  | 12.5735 | 13.3945 | 100.435 | 0.013937 |  |  |  | 14.0676 | 140.4845
DE_N | d115h |  |  |  | 12.5582 | 13.3959 | 92.0425 | 0.013934 |  |  |  | 5.3995 | 123.41
DE_N | d116a |  |  |  | 12.523 | 12.8136 | 86.3212 | 0.013931 |  |  |  | 1.672 | 113.3437
DE_N | d116b |  |  |  | 12.5537 | 12.3391 | 87.0588 | 0.013927 |  |  |  | 4.2636 | 116.2291
DE_N | d116c |  |  |  | 12.5663 | 12.6608 | 91.9929 | 0.013924 |  |  |  | 16.0879 | 133.3218
DE_N | d116d |  |  |  | 12.5198 | 13.1074 | 103.669 | 0.01392 | 0.83063 | 15.253 |  |  | 145.3937
DE_N | d116e |  |  |  | 12.3499 | 13.2173 | 104.762 | 0.013917 | 3.0876 | 37.7954 |  |  | 171.2261
DE_N | d116f |  |  |  | 11.9929 | 13.2182 | 105.905 | 0.013914 | 1.8909 | 18.3175 |  |  | 151.3384
DE_N | d116g |  |  |  | 10.7153 | 12.4143 | 103.332 | 0.01391 |  |  |  | 17.0885 | 143.564
DE_N | d116h |  |  |  | 9.7266 | 12.2918 | 100.581 | 0.013907 |  |  |  |  | 122.6133
DE_N | d117a |  |  |  | 8.7921 | 11.6148 | 99.4455 | 0.013903 |  |  |  |  | 119.8663
DE_N | d117b |  |  |  | 7.7819 | 9.8292 | 90.7469 | 0.0139 |  |  |  | 3.7632 | 112.1351
DE_N | d117c |  |  |  | 6.6733 | 9.3226 | 92.4935 | 0.013897 |  |  |  | 15.6191 | 124.1224
DE_N | d117d |  |  |  | 4.6798 | 7.6864 | 96.6976 | 0.013893 | 7.901 | 54.8899 |  |  | 171.8687
DE_N | d117e |  |  |  | 3.7498 | 7.7972 | 98.2722 | 0.01389 | 12.7494 | 87.1609 |  |  | 209.7434
DE_N | d117f |  |  |  | 3.4924 | 7.561 | 94.2822 | 0.013887 | 4.9605 | 30.0404 |  | 5.151 | 145.5013
DE_N | d117g |  |  |  | 5.9002 | 9.8019 | 95.9218 | 0.013883 |  |  |  | 25.507 | 137.1448
DE_N | d117h |  |  |  | 9.1442 | 11.8188 | 99.3156 | 0.01388 |  |  |  | 6.1194 | 126.4118
DE_N | d118a |  |  |  | 10.9294 | 12.8302 | 104.452 | 0.013876 |  |  |  |  | 128.2255
DE_N | d118b |  |  |  | 11.9676 | 13.454 | 106.424 | 0.013873 |  |  |  |  | 131.8595
DE_N | d118c |  |  |  | 12.4626 | 13.6156 | 106.615 | 0.01387 |  |  |  | 2.5407 | 135.2478
DE_N | d118d |  |  |  | 12.3729 | 13.6117 | 99.9997 | 0.013866 | 4.1235 | 35.127 |  |  | 165.2487
DE_N | d118e |  |  |  | 12.2169 | 13.5711 | 88.8971 | 0.013863 | 13.8181 | 72.0677 |  |  | 200.5848
DE_N | d118f |  |  |  | 12.3021 | 13.5589 | 94.6567 | 0.01386 | 7.009 | 37.9483 |  |  | 165.4889
DE_N | d118g |  |  |  | 12.473 | 13.6039 | 102.576 | 0.013856 |  |  |  | 10.0563 | 138.7231
DE_N | d118h |  |  |  | 12.1466 | 13.6078 | 106.424 | 0.013853 |  |  |  |  | 132.1923
DE_N | d119a |  |  |  | 10.8455 | 13.371 | 106.6 | 0.013849 |  |  |  |  | 130.8303
DE_N | d119b |  |  |  | 9.3209 | 12.3391 | 106.157 | 0.013846 |  |  |  |  | 127.8309
DE_N | d119c |  |  |  | 9.545 | 12.1229 | 100.626 | 0.013843 |  |  |  | 7.2956 | 129.6033
DE_N | d119d |  |  |  | 9.1018 | 12.4617 | 101.88 | 0.013839 | 5.7583 | 37.5244 |  |  | 166.7401
DE_N | d119e |  |  |  | 9.1807 | 12.8512 | 105.534 | 0.013836 | 9.8776 | 65.3828 |  |  | 202.8401
DE_N | d119f |  |  |  | 8.6163 | 12.98 | 105.985 | 0.013832 | 4.2272 | 25.4888 |  |  | 157.3111
DE_N | d119g |  |  |  | 8.6681 | 13.0625 | 106.566 | 0.013829 |  |  |  | 11.8712 | 140.1817
DE_N | d119h |  |  |  | 9.2966 | 13.0611 | 106.203 | 0.013826 |  |  |  |  | 128.5745
DE_N | d120a |  |  |  | 8.7687 | 12.7335 | 101.658 | 0.013822 |  |  |  |  | 123.174
DE_N | d120b |  |  |  | 8.1091 | 11.5225 | 95.4517 | 0.013819 |  |  |  | 1.2726 | 116.3698
DE_N | d120c |  |  |  | 7.3748 | 10.6332 | 91.3584 | 0.013815 |  | 2.3279 |  | 10.5351 | 122.2432
DE_N | d120d |  |  |  | 5.7708 | 9.0956 | 85.0447 | 0.013812 | 11.1304 | 69.031 |  |  | 180.0863
DE_N | d120e |  |  |  | 3.8296 | 8.34 | 81.024 | 0.013809 | 16.2898 | 104.853 |  |  | 214.3502
DE_N | d120f |  |  |  | 2.8063 | 8.3825 | 78.3755 | 0.013805 | 7.064 | 43.6812 |  |  | 140.3233
DE_N | d120g |  |  |  | 3.0876 | 7.9944 | 74.76 | 0.013802 |  |  |  | 40.371 | 126.2268
DE_N | d120h |  |  |  | 3.4956 | 8.8701 | 85.5491 | 0.013799 |  |  |  | 16.7631 | 114.6916
DE_N | d121a |  |  |  | 3.5122 | 8.2341 | 85.4383 | 0.013795 |  |  |  | 7.544 | 104.7424
DE_N | d121b |  |  |  | 3.258 | 7.9719 | 89.3443 | 0.013792 |  |  |  | 6.1517 | 106.7397
DE_N | d121c |  |  |  | 4.0537 | 9.2948 | 98.3372 | 0.013789 |  |  |  | 7.9138 | 119.6132
DE_N | d121d |  |  |  | 3.0294 | 8.3766 | 96.969 | 0.013785 | 11.105 | 53.9518 |  |  | 173.4456
DE_N | d121e |  |  |  | 2.6837 | 7.9539 | 93.7547 | 0.013782 | 11.6341 | 77.6408 |  |  | 193.6809
DE_N | d121f |  |  |  | 5.3971 | 10.9949 | 100.905 | 0.013778 | 3.513 | 26.6771 |  |  | 147.5008
DE_N | d121g |  |  |  | 9.783 | 13.1577 | 105.912 | 0.013775 |  |  |  | 3.3615 | 132.228
DE_N | d121h |  |  |  | 10.8875 | 12.9659 | 106.367 | 0.013772 |  |  |  |  | 130.2342
DE_N | d122a |  |  |  | 11.2405 | 12.5993 | 106.065 | 0.013768 |  |  |  |  | 129.9186
DE_N | d122b |  |  |  | 11.1543 | 12.5119 | 104.926 | 0.013765 |  |  |  |  | 128.606
DE_N | d122c |  |  |  | 10.6941 | 11.6026 | 96.0899 | 0.013761 |  |  |  | 10.1471 | 128.5475
DE_N | d122d |  |  |  | 8.8169 | 9.347 | 85.8396 | 0.013758 | 1.1375 | 20.6106 |  | 14.0387 | 139.804
DE_N | d122e |  |  |  | 6.0187 | 7.0128 | 77.1563 | 0.013755 | 2.2073 | 29.5262 |  | 21.1482 | 143.0832
DE_N | d122f |  |  |  | 5.5202 | 7.4277 | 79.9654 | 0.013751 | 0.89306 | 10.4096 |  | 39.393 | 143.6226
DE_N | d122g |  |  |  | 6.1368 | 10.8108 | 96.8466 | 0.013748 |  |  |  | 23.5585 | 137.3665
DE_N | d122h |  |  |  | 5.938 | 11.6655 | 104.575 | 0.013744 |  |  |  |  | 122.1923
DE_N | d123a |  |  |  | 5.476 | 11.8344 | 105.171 | 0.013741 |  |  |  |  | 122.4951
DE_N | d123b |  |  |  | 5.6247 | 12.0717 | 105.82 | 0.013738 |  |  |  |  | 123.5302
DE_N | d123c |  |  |  | 5.783 | 12.2371 | 105.308 | 0.013734 |  |  |  | 2.8897 | 126.2315
DE_N | d123d |  |  |  | 3.6939 | 11.1921 | 104.72 | 0.013731 | 7.6979 | 36.0999 |  |  | 163.4175
DE_N | d123e |  |  |  | 1.4593 | 8.0213 | 95.8186 | 0.013728 | 14.1958 | 74.2706 |  |  | 193.7792
DE_N | d123f |  |  |  | 2.804 | 7.9143 | 90.4641 | 0.013724 | 6.4461 | 32.4586 |  |  | 140.1009
DE_N | d123g |  |  |  | 6.9023 | 10.8279 | 98.1117 | 0.013721 |  |  |  | 18.4471 | 134.3027
DE_N | d123h |  |  |  | 7.3333 | 11.7417 | 101.299 | 0.013718 |  |  |  |  | 120.3877
DE_N | d124a |  |  |  | 7.7886 | 12.5852 | 103.16 | 0.013714 |  |  |  |  | 123.5475
DE_N | d124b |  |  |  | 8.6632 | 12.673 | 98.6926 | 0.013711 |  |  |  |  | 120.0425
DE_N | d124c |  |  |  | 8.6217 | 12.0751 | 90.3456 | 0.013707 |  |  |  | 12.2332 | 123.2893
DE_N | d124d |  |  |  | 4.8566 | 7.9993 | 75.8224 | 0.013704 | 13.1938 | 75.4241 |  |  | 177.3098
DE_N | d124e |  |  |  | 1.6153 | 3.4217 | 50.9916 | 0.013701 | 19.678 | 114.957 |  |  | 190.6773
DE_N | d124f |  |  |  | 1.677 | 2.6734 | 40.3668 | 0.013697 | 7.1931 | 43.9731 |  | 26.1374 | 122.0346
DE_N | d124g |  |  |  | 3.5343 | 4.2413 | 48.2131 | 0.013694 |  |  |  | 44.2113 | 100.2137
DE_N | d124h |  |  |  | 4.229 | 5.5592 | 64.4561 | 0.01369 |  |  |  | 26.9946 | 101.2526
DE_N | d125a |  |  |  | 3.7232 | 5.8399 | 68.5838 | 0.013687 |  |  |  | 19.3818 | 97.5424
DE_N | d125b |  |  |  | 4.6447 | 8.2858 | 85.1822 | 0.013684 |  |  |  | 2.7579 | 100.8843
DE_N | d125c |  |  |  | 6.1463 | 9.5803 | 94.1408 | 0.01368 |  |  |  | 5.5355 | 115.4166
DE_N | d125d |  |  |  | 3.8855 | 8.9697 | 96.4874 | 0.013677 | 12.7885 | 69.2326 |  |  | 191.3774
DE_N | d125e |  |  |  | 1.8073 | 7.2905 | 89.65 | 0.013673 | 20.5202 | 107.41 |  |  | 226.6917
DE_N | d125f |  |  |  | 3.2539 | 8.0706 | 90.6972 | 0.01367 | 7.973 | 38.9698 |  |  | 148.9781
DE_N | d125g |  |  |  | 7.1349 | 11.5528 | 101.964 | 0.013667 |  |  |  | 18.0105 | 138.6759
DE_N | d125h |  |  |  | 6.4542 | 10.7664 | 100.841 | 0.013663 |  |  |  |  | 118.0753
DE_N | d126a |  |  |  | 5.3597 | 8.1979 | 87.1849 | 0.01366 |  |  |  | 10.0089 | 110.7651
DE_N | d126b |  |  |  | 5.787 | 8.1203 | 87.2805 | 0.013657 |  |  |  | 11.7344 | 112.9359
DE_N | d126c |  |  |  | 6.0701 | 8.9067 | 92.0922 | 0.013653 |  |  |  | 19.9094 | 126.9921
DE_N | d126d |  |  |  | 3.5966 | 7.1602 | 90.4717 | 0.01365 | 12.8679 | 81.1778 |  |  | 195.2878
DE_N | d126e |  |  |  | 2.0746 | 4.6859 | 83.986 | 0.013647 | 20.9276 | 133.455 |  |  | 245.1428
DE_N | d126f |  |  |  | 5.1573 | 8.4845 | 93.8579 | 0.013643 | 8.3179 | 50.7205 |  |  | 166.5517
DE_N | d126g |  |  |  | 8.898 | 11.9818 | 102.858 | 0.01364 |  |  |  | 10.5333 | 134.2848
DE_N | d126h |  |  |  | 8.4288 | 11.0461 | 97.997 | 0.013636 |  |  |  | 0.90277 | 118.3883
DE_N | d127a |  |  |  | 7.7625 | 9.2083 | 90.8692 | 0.013627 |  |  |  | 4.9395 | 112.7931
DE_N | d127b |  |  |  | 8.2642 | 8.8496 | 90.5367 | 0.013604 |  |  |  | 6.1729 | 113.837
DE_N | d127c |  |  |  | 8.7669 | 8.4806 | 87.9417 | 0.013581 |  |  |  | 13.3034 | 118.5061
DE_N | d127d |  |  |  | 6.7648 | 6.5823 | 81.5323 | 0.013559 | 11.4457 | 66.1472 |  |  | 172.4859
DE_N | d127e |  |  |  | 5.2163 | 5.9365 | 75.0772 | 0.013536 | 14.4043 | 101.281 |  |  | 201.9288
DE_N | d127f |  |  |  | 5.4273 | 6.4554 | 67.3417 | 0.013514 | 3.6124 | 32.7366 |  | 12.0172 | 127.6041
DE_N | d127g |  |  |  | 6.1107 | 7.5082 | 73.2465 | 0.013491 |  |  |  | 37.9255 | 124.8044
DE_N | d127h |  |  |  | 5.3781 | 8.2746 | 72.6847 | 0.013469 |  |  |  | 26.0812 | 112.4321
DE_N | d128a |  |  |  | 4.935 | 8.8159 | 78.0812 | 0.013446 |  |  |  | 12.9395 | 104.785
DE_N | d128b |  |  |  | 4.5973 | 10.1104 | 92.3903 | 0.013424 |  |  |  |  | 107.1115
DE_N | d128c |  |  |  | 4.6041 | 10.9866 | 97.9818 | 0.013401 |  |  |  | 5.3529 | 118.9388
DE_N | d128d |  |  |  | 3.7345 | 11.2619 | 98.8799 | 0.013379 | 12.5726 | 48.1007 |  |  | 174.563
DE_N | d128e |  |  |  | 3.0975 | 10.3681 | 95.7383 | 0.013356 | 20.9033 | 95.2078 |  |  | 225.3284
DE_N | d128f |  |  |  | 4.4639 | 11.6084 | 99.0595 | 0.013333 | 7.8693 | 34.036 |  |  | 157.0504
DE_N | d128g |  |  |  | 7.3766 | 13.1494 | 104.227 | 0.013311 |  |  |  | 6.9212 | 131.6875
DE_N | d128h |  |  |  | 8.2015 | 13.2983 | 102.293 | 0.013288 |  |  |  |  | 123.8061
DE_N | d129a |  |  |  | 8.3242 | 13.2285 | 99.3194 | 0.013266 |  |  |  |  | 120.8853
DE_N | d129b |  |  |  | 7.7354 | 12.6457 | 88.148 | 0.013243 |  |  |  |  | 108.5424
DE_N | d129c |  |  |  | 7.2368 | 11.6402 | 78.7309 | 0.013221 |  |  |  | 23.1965 | 120.8176
DE_N | d129d |  |  |  | 4.8236 | 9.1014 | 70.9686 | 0.013198 | 6.5815 | 47.8297 |  |  | 139.3181
DE_N | d129e |  |  |  | 3.1223 | 5.7183 | 58.2379 | 0.013176 | 8.5285 | 68.2805 |  |  | 143.9007
DE_N | d129f |  |  |  | 3.2571 | 3.4041 | 44.0511 | 0.013153 | 3.8918 | 20.9372 |  | 9.1142 | 84.6687
DE_N | d129g |  |  |  | 4.1299 | 2.6441 | 33.9842 | 0.013131 |  |  |  | 35.4521 | 76.2234
DE_N | d129h |  |  |  | 4.0136 | 2.1545 | 29.7114 | 0.013108 |  |  |  | 24.0242 | 59.9168
DE_N | d130a |  |  |  | 3.5938 | 2.3293 | 26.3405 | 0.013085 |  |  |  | 21.5758 | 53.8525
DE_N | d130b |  |  |  | 4.1465 | 3.0908 | 31.5726 | 0.013063 |  |  |  | 17.5267 | 56.3497
DE_N | d130c |  |  |  | 5.5661 | 4.7767 | 45.6983 | 0.01304 |  |  |  | 17.5412 | 73.5954
DE_N | d130d |  |  |  | 4.8886 | 6.1747 | 53.9727 | 0.013018 | 2.9458 | 41.5757 |  |  | 109.5705
DE_N | d130e |  |  |  | 3.9166 | 7.3091 | 62.3656 | 0.012995 | 6.9762 | 62.2766 |  |  | 142.8571
DE_N | d130f |  |  |  | 7.1674 | 9.6276 | 76.9155 | 0.012973 | 2.112 | 18.9846 |  |  | 114.8201
DE_N | d130g |  |  |  | 9.7086 | 11.215 | 89.715 | 0.01295 |  |  |  |  | 110.6516
DE_N | d130h |  |  |  | 7.8851 | 9.7428 | 84.5746 | 0.012928 |  |  |  |  | 102.2155
DE_N | d131a |  |  |  | 5.7649 | 6.9703 | 71.6986 | 0.012905 |  |  |  |  | 84.4468
DE_N | d131b |  |  |  | 4.4797 | 5.3869 | 63.3593 | 0.012883 |  |  |  | 1.5779 | 74.8166
DE_N | d131c |  |  |  | 3.4284 | 3.9962 | 49.0807 | 0.01286 |  |  |  | 30.1683 | 86.6865
DE_N | d131d |  |  |  | 1.9966 | 2.6061 | 41.2993 | 0.012837 | 7.3571 | 42.1663 |  |  | 95.4383
DE_N | d131e |  |  |  | 1.0968 | 1.7919 | 32.0733 | 0.012815 | 15.3047 | 78.0925 |  |  | 128.372
DE_N | d131f |  |  |  | 2.002 | 2.8174 | 33.3078 | 0.012793 | 4.9626 | 26.3991 |  | 21.9125 | 91.4143
DE_N | d131g |  |  |  | 3.5411 | 5.1262 | 44.2422 | 0.01277 |  |  |  | 32.7161 | 85.6384
DE_N | d131h |  |  |  | 2.9257 | 4.7572 | 37.0685 | 0.012747 |  |  |  | 24.8053 | 69.5695
DE_N | d132a |  |  |  | 3.0714 | 4.1324 | 33.9881 | 0.012725 |  |  |  | 22.6586 | 63.8632
DE_N | d132b |  |  |  | 3.2575 | 5.0598 | 45.1671 | 0.012702 |  |  |  | 13.5951 | 67.0923
DE_N | d132c |  |  |  | 3.6768 | 6.9689 | 60.1565 | 0.01268 |  |  |  | 10.7245 | 81.5393
DE_N | d132d |  |  |  | 3.4189 | 7.5956 | 74.4045 | 0.012657 | 7.4735 | 38.129 |  |  | 131.0342
DE_N | d132e |  |  |  | 3.3599 | 8.1726 | 77.0263 | 0.012635 | 12.7811 | 67.0436 |  |  | 168.3961
DE_N | d132f |  |  |  | 5.1383 | 10.683 | 86.8715 | 0.012612 | 3.0686 | 20.3674 |  | 13.8825 | 140.0239
DE_N | d132g |  |  |  | 7.1331 | 12.4119 | 98.5474 | 0.01259 |  |  |  | 10.8802 | 128.9852
DE_N | d132h |  |  |  | 7.8418 | 12.7677 | 101.876 | 0.012567 |  |  |  |  | 122.4981
DE_N | d133a |  |  |  | 7.3689 | 12.7633 | 98.6085 | 0.012545 |  |  |  |  | 118.7533
DE_N | d133b |  |  |  | 7.2192 | 12.8165 | 98.834 | 0.012522 |  |  |  |  | 118.8823
DE_N | d133c |  |  |  | 8.1051 | 13.2173 | 104.387 | 0.012499 |  |  |  | 1.8192 | 127.541
DE_N | d133d |  |  |  | 7.6525 | 13.2622 | 106.401 | 0.012477 | 3.9807 | 17.3446 |  |  | 148.6534
DE_N | d133e |  |  |  | 6.9307 | 13.0991 | 106.34 | 0.012454 | 6.5096 | 28.3448 |  |  | 161.2367
DE_N | d133f |  |  |  | 8.7606 | 13.3696 | 106.436 | 0.012432 | 1.9004 | 11.0211 |  |  | 141.5001
DE_N | d133g |  |  |  | 9.9759 | 13.4599 | 106.619 | 0.012409 |  |  |  | 4.5838 | 134.6511
DE_N | d133h |  |  |  | 9.5107 | 13.4364 | 106.447 | 0.012387 |  |  |  |  | 129.4065
DE_N | d134a |  |  |  | 9.7104 | 13.4852 | 106.566 | 0.012364 |  |  |  |  | 129.774
DE_N | d134b |  |  |  | 9.8069 | 13.5316 | 106.535 | 0.012342 |  |  |  |  | 129.8858
DE_N | d134c |  |  |  | 9.3002 | 13.4398 | 106.352 | 0.012319 |  |  |  |  | 129.1043
DE_N | d134d |  |  |  | 7.987 | 12.8268 | 102.694 | 0.012297 | 2.2845 | 15.4267 |  |  | 141.2313
DE_N | d134e |  |  |  | 6.8212 | 11.5601 | 91.5916 | 0.012274 | 6.5434 | 32.8895 |  |  | 149.4181
DE_N | d134f |  |  |  | 8.4454 | 11.2545 | 84.8077 | 0.012251 | 2.5215 | 11.3407 |  | 10.1528 | 128.5349
DE_N | d134g |  |  |  | 9.4809 | 11.4693 | 82.8585 | 0.012229 |  |  |  | 23.129 | 126.95
DE_N | d134h |  |  |  | 9.183 | 11.3253 | 80.8368 | 0.012206 |  |  |  | 12.7938 | 114.1511
DE_N | d135a |  |  |  | 8.6312 | 10.8845 | 75.2453 | 0.012184 |  |  |  | 14.0283 | 108.8015
DE_N | d135b |  |  |  | 9.1456 | 10.8972 | 76.4645 | 0.012161 |  |  |  | 12.9553 | 109.4747
DE_N | d135c |  |  |  | 10.053 | 11.5689 | 83.7643 | 0.012139 |  |  |  | 16.058 | 121.4563
DE_N | d135d |  |  |  | 9.8258 | 11.1701 | 82.6254 | 0.012116 | 2.9776 | 21.4098 |  | 3.5828 | 131.6036
DE_N | d135e |  |  |  | 8.2268 | 10.8435 | 85.7976 | 0.012094 | 6.1879 | 50.5537 |  |  | 161.6216
DE_N | d135f |  |  |  | 10.5633 | 12.5754 | 91.5724 | 0.012071 | 2.7882 | 18.0117 |  | 1.9755 | 137.4985
DE_N | d135g |  |  |  | 11.9221 | 13.3915 | 102.824 | 0.012049 |  |  |  | 6.495 | 134.6447
DE_N | d135h |  |  |  | 11.9852 | 13.5838 | 106.405 | 0.012026 |  |  |  |  | 131.986
DE_N | d136a |  |  |  | 11.7778 | 13.5912 | 106.612 | 0.012004 |  |  |  |  | 131.993
DE_N | d136b |  |  |  | 11.9248 | 13.5585 | 106.627 | 0.011981 |  |  |  |  | 132.1223
DE_N | d136c |  |  |  | 12.0447 | 13.5775 | 106.619 | 0.011958 |  |  |  | 7.594 | 139.8472
DE_N | d136d |  |  |  | 11.3667 | 13.2529 | 106.516 | 0.011936 | 11.4775 | 68.2736 |  |  | 210.8986
DE_N | d136e |  |  |  | 10.388 | 12.3142 | 103.126 | 0.011913 | 19.5975 | 120.738 |  |  | 266.1756
DE_N | d136f |  |  |  | 11.5777 | 12.8395 | 102.706 | 0.011891 | 7.0905 | 40.846 |  |  | 175.0716
DE_N | d136g |  |  |  | 12.0578 | 13.3744 | 105.629 | 0.011868 |  |  |  | 12.1421 | 143.2152
DE_N | d136h |  |  |  | 11.6926 | 13.0025 | 101.467 | 0.011846 |  |  |  | 1.3262 | 127.5002
DE_N | d137a |  |  |  | 11.7526 | 12.9878 | 95.5128 | 0.011823 |  |  |  | 2.3646 | 122.6296
DE_N | d137b |  |  |  | 11.8504 | 13.168 | 100.726 | 0.011801 |  |  |  |  | 125.7562
DE_N | d137c |  |  |  | 11.9978 | 13.3603 | 102.117 | 0.011778 |  |  |  | 11.9869 | 139.4738
DE_N | d137d |  |  |  | 11.1972 | 12.9361 | 102.205 | 0.011756 | 11.505 | 77.3212 |  |  | 215.1763
DE_N | d137e |  |  |  | 9.4864 | 11.4332 | 96.3536 | 0.011733 | 17.6136 | 122.962 |  |  | 257.8605
DE_N | d137f |  |  |  | 10.2807 | 11.7412 | 92.6731 | 0.01171 | 5.0663 | 37.309 |  |  | 157.082
DE_N | d137g |  |  |  | 10.5728 | 11.8627 | 89.7112 | 0.011688 |  |  |  | 30.0542 | 142.2126
DE_N | d137h |  |  |  | 10.1738 | 11.5464 | 93.0171 | 0.011665 |  |  |  | 9.6753 | 124.4243
DE_N | d138a |  |  |  | 10.3695 | 11.7183 | 95.2529 | 0.011643 |  |  |  | 3.7923 | 121.1447
DE_N | d138b |  |  |  | 10.9569 | 12.3172 | 101.116 | 0.01162 |  |  |  |  | 124.4017
DE_N | d138c |  |  |  | 11.4807 | 13.0406 | 104.211 | 0.011598 |  |  |  | 9.2467 | 137.9906
DE_N | d138d |  |  |  | 10.7811 | 13.0503 | 104.296 | 0.011575 | 11.6436 | 73.0406 |  |  | 212.8232
DE_N | d138e |  |  |  | 9.4467 | 12.3025 | 102.236 | 0.011553 | 19.9319 | 123.101 |  |  | 267.0296
DE_N | d138f |  |  |  | 11.4203 | 12.9429 | 102.813 | 0.01153 | 6.9149 | 40.2832 |  |  | 174.3858
DE_N | d138g |  |  |  | 11.9176 | 13.3012 | 103.676 | 0.011508 |  |  |  | 12.4153 | 141.3216
DE_N | d138h |  |  |  | 11.7512 | 13.2065 | 100.791 | 0.011485 |  |  |  | 0.33181 | 126.092
DE_N | d139a |  |  |  | 11.5447 | 13.0591 | 96.625 | 0.011462 |  |  |  | 0.5951 | 121.8354
DE_N | d139b |  |  |  | 11.5506 | 13.1811 | 97.3206 | 0.01144 |  |  |  | 1.2863 | 123.35
DE_N | d139c |  |  |  | 11.6345 | 13.1821 | 99.6672 | 0.011417 |  |  |  | 10.7427 | 135.2379
DE_N | d139d |  |  |  | 11.4789 | 13.1245 | 98.1958 | 0.011395 | 7.0365 | 50.3939 |  |  | 180.241
DE_N | d139e |  |  |  | 11.0096 | 12.7692 | 96.0135 | 0.011372 | 15.3026 | 94.0334 |  |  | 229.1397
DE_N | d139f |  |  |  | 11.1169 | 12.8029 | 93.9993 | 0.01135 | 5.5689 | 29.5123 |  |  | 153.0117
DE_N | d139g |  |  |  | 11.5993 | 13.0908 | 94.7331 | 0.011327 |  |  |  | 18.3135 | 137.748
DE_N | d139h |  |  |  | 11.4235 | 12.9376 | 92.547 | 0.011305 |  |  |  | 3.3184 | 120.2378
DE_N | d140a |  |  |  | 11.3883 | 13.0025 | 91.84 | 0.011282 |  |  |  |  | 116.2421
DE_N | d140b |  |  |  | 11.6647 | 13.2343 | 87.0129 | 0.01126 |  |  |  | 3.8814 | 115.8045
DE_N | d140c |  |  |  | 11.9996 | 13.3813 | 85.5683 | 0.011237 |  |  |  | 17.6655 | 128.6259
DE_N | d140d |  |  |  | 12.1412 | 13.4891 | 84.8001 | 0.011214 | 4.8727 | 27.2052 |  |  | 142.5195
DE_N | d140e |  |  |  | 12.2259 | 13.4603 | 80.9208 | 0.011192 | 9.8681 | 44.0426 |  |  | 160.5289
DE_N | d140f |  |  |  | 12.5383 | 13.5238 | 79.1972 | 0.011169 | 3.3299 | 12.9807 |  | 17.4944 | 139.0755
DE_N | d140g |  |  |  | 12.5685 | 13.5921 | 89.8602 | 0.011147 |  |  |  | 18.0549 | 134.0868
DE_N | d140h |  |  |  | 12.523 | 13.6043 | 93.4643 | 0.011124 |  |  |  |  | 119.6027
DE_N | d141a |  |  |  | 12.477 | 13.6058 | 95.5281 | 0.011102 |  |  |  |  | 121.622
DE_N | d141b |  |  |  | 12.3391 | 13.599 | 102.499 | 0.011079 |  |  |  |  | 128.4482
DE_N | d141c |  |  |  | 12.1957 | 13.5716 | 104.961 | 0.011057 |  |  |  |  | 130.7394
DE_N | d141d |  |  |  | 11.6877 | 13.5096 | 104.628 | 0.011034 | 2.0686 | 10.9377 |  |  | 142.8427
DE_N | d141e |  |  |  | 10.7369 | 13.2758 | 102.32 | 0.011012 | 5.5594 | 23.2234 |  |  | 155.1265
DE_N | d141f |  |  |  | 10.5773 | 13.2143 | 99.9424 | 0.010989 | 1.492 | 7.3798 |  | 2.1397 | 134.7565
DE_N | d141g |  |  |  | 10.667 | 13.2075 | 98.6085 | 0.010967 |  |  |  | 11.8504 | 134.3444
DE_N | d141h |  |  |  | 10.0075 | 13.0064 | 95.7574 | 0.010944 |  |  |  |  | 118.7822
DE_N | d142a |  |  |  | 9.8191 | 13.004 | 95.2911 | 0.010921 |  |  |  |  | 118.1251
DE_N | d142b |  |  |  | 9.7997 | 13.127 | 97.0148 | 0.010899 |  |  |  |  | 119.9524
DE_N | d142c |  |  |  | 9.4444 | 13.1826 | 99.499 | 0.010876 |  |  |  |  | 122.1369
DE_N | d142d |  |  |  | 8.4031 | 12.754 | 99.8124 | 0.010854 | 1.6211 | 9.798 |  |  | 132.3994
DE_N | d142e |  |  |  | 6.4659 | 11.7802 | 97.7907 | 0.010831 | 5.0589 | 23.9531 |  |  | 145.0597
DE_N | d142f |  |  |  | 6.9699 | 12.1068 | 98.192 | 0.010809 | 1.5745 | 7.9635 |  | 8.9642 | 135.7818
DE_N | d142g |  |  |  | 7.4983 | 12.4944 | 102.289 | 0.010786 |  |  |  | 10.0777 | 132.3702
DE_N | d142h |  |  |  | 5.5242 | 11.2428 | 101.643 | 0.010764 |  |  |  |  | 118.4208
DE_N | d143a |  |  |  | 4.2782 | 10.3842 | 99.4494 | 0.010741 |  |  |  |  | 114.1225
DE_N | d143b |  |  |  | 3.7489 | 9.5246 | 100.844 | 0.010719 |  |  |  |  | 114.1283
DE_N | d143c |  |  |  | 3.5745 | 8.2546 | 97.1983 | 0.010696 |  |  |  | 3.0069 | 112.0449
DE_N | d143d |  |  |  | 2.5516 | 6.0273 | 88.5723 | 0.010673 | 3.7182 | 16.5177 |  | 1.549 | 118.9468
DE_N | d143e |  |  |  | 1.6495 | 3.6633 | 69.6501 | 0.010651 | 9.9781 | 40.3943 |  |  | 125.346
DE_N | d143f | 0.031909 |  | 0.072992 | 3.4379 | 4.1505 | 61.2534 | 0.010628 | 4.2674 | 14.4191 |  | 0.50539 | 88.1492
DE_N | d143g | 0.031909 |  | 0.072992 | 4.6496 | 5.1497 | 65.7671 | 0.010606 |  |  |  | 8.4513 | 84.1332
DE_N | d143h | 0.031909 |  | 0.072992 | 3.8382 | 3.8405 | 47.0895 | 0.010583 |  |  |  | 7.1375 | 62.0212
DE_N | d144a | 0.031909 |  | 0.072992 | 2.6417 | 2.8897 | 29.6731 | 0.010561 |  |  |  | 20.6991 | 56.0191
DE_N | d144b | 0.031909 |  | 0.072992 | 2.2964 | 2.8125 | 24.2613 | 0.010538 |  |  |  | 32.7639 | 62.2496
DE_N | d144c | 0.031909 |  | 0.072992 | 2.451 | 3.78 | 33.7587 | 0.010516 |  |  |  | 41.1926 | 81.2977
DE_N | d144d | 0.031909 |  | 0.072992 | 1.8781 | 3.8605 | 41.5172 | 0.010493 | 3.167 | 29.6095 |  | 9.3056 | 89.4533
DE_N | d144e | 0.031909 |  | 0.072992 | 1.37 | 3.0961 | 43.6689 | 0.010471 | 4.9922 | 59.3442 |  |  | 112.5869
DE_N | d144f | 0.031909 |  | 0.072992 | 2.4623 | 5.3757 | 56.7665 | 0.010448 | 1.8348 | 18.109 |  | 13.8179 | 98.4815
DE_N | d144g | 0.031909 |  | 0.072992 | 4.5496 | 8.3981 | 74.6224 | 0.010425 |  |  |  | 11.0712 | 98.7566
DE_N | d144h |  |  |  | 5.2668 | 8.8891 | 81.7005 | 0.010403 |  |  |  |  | 95.8668
DE_N | d145a |  |  |  | 6.2112 | 8.4522 | 78.6315 | 0.01038 |  |  |  |  | 93.3054
DE_N | d145b |  |  |  | 6.6206 | 8.2458 | 79.3309 | 0.010358 |  |  |  |  | 94.2076
DE_N | d145c |  |  |  | 7.212 | 8.6368 | 80.0456 | 0.010335 |  |  |  | 5.775 | 101.6797
DE_N | d145d |  |  |  | 8.307 | 10.1036 | 85.4612 | 0.010313 | 0.67932 | 14.8152 |  |  | 119.3767
DE_N | d145e |  |  |  | 8.555 | 11.3009 | 92.3942 | 0.01029 | 1.6327 | 24.5924 |  |  | 138.4855
DE_N | d145f |  |  |  | 9.3985 | 11.3927 | 96.5027 | 0.010268 | 1.037 | 7.6091 |  | 4.1201 | 130.0703
DE_N | d145g |  |  |  | 9.8276 | 11.6699 | 102.297 | 0.010245 |  |  |  | 1.3633 | 125.1681
DE_N | d145h |  |  |  | 9.7943 | 11.2614 | 97.3244 | 0.010223 |  |  |  |  | 118.3903
DE_N | d146a |  |  |  | 10.4245 | 11.6177 | 95.0236 | 0.0102 |  |  |  |  | 117.076
DE_N | d146b |  |  |  | 10.2514 | 12.0673 | 98.3028 | 0.010178 |  |  |  |  | 120.6317
DE_N | d146c |  |  |  | 10.7333 | 13.0747 | 99.1283 | 0.010155 |  |  |  |  | 122.9465
DE_N | d146d |  |  |  | 11.8436 | 13.5009 | 105.282 | 0.010132 | 1.5449 | 20.6176 |  |  | 152.7991
DE_N | d146e |  |  |  | 12.4234 | 13.6107 | 100.638 | 0.01011 | 1.438 | 22.2158 |  |  | 150.336
DE_N | d146f |  |  |  | 12.5253 | 13.5238 | 97.0033 | 0.010087 |  | 2.4599 |  | 11.203 | 136.7254
DE_N | d146g |  |  |  | 12.5045 | 13.3676 | 90.1966 | 0.010065 |  |  |  | 13.6953 | 129.7741
DE_N | d146h |  |  |  | 12.4941 | 12.7911 | 99.9959 | 0.010042 |  |  |  |  | 125.2911
DE_N | d147a |  |  |  | 12.2507 | 10.6337 | 95.9523 | 0.01002 |  |  |  |  | 118.8467
DE_N | d147b |  |  |  | 11.9572 | 10.4164 | 79.3692 |  |  |  |  | 3.2043 | 104.9471
DE_N | d147c |  |  |  | 11.203 | 11.6231 | 69.5698 |  |  |  |  | 25.8931 | 118.289
DE_N | d147d |  |  |  | 9.769 | 13.2783 | 87.311 |  | 2.4051 | 24.2033 |  |  | 136.9667
DE_N | d147e |  |  |  | 12.0704 | 13.1221 | 72.6732 |  | 9.7686 | 60.3309 |  |  | 167.9652
DE_N | d147f |  |  |  | 12.5703 | 13.2466 | 79.159 |  | 2.3046 | 16.615 |  | 5.4115 | 129.307
DE_N | d147g |  |  |  | 12.4144 | 13.2739 | 97.6378 |  |  |  |  | 3.9091 | 127.2352
DE_N | d147h |  |  |  | 11.4063 | 12.0975 | 88.4003 | [5 empty] | 111.9041
DE_N | d148a |  |  |  | 8.4887 | 8.4371 | 79.973 |  |  |  |  | 5.6155 | 102.5144
DE_N | d148b |  |  |  | 4.9607 | 5.7671 | 56.476 |  |  |  |  | 31.7626 | 98.9664
DE_N | d148c |  |  |  | 4.3692 | 9.8883 | 55.9754 |  |  |  |  | 37.6156 | 107.8485
DE_N | d148d |  |  |  | 9.3917 | 12.2542 | 73.5599 |  | 3.6516 | 29.4775 |  |  | 128.3349
DE_N | d148e |  |  |  | 12.0226 | 13.2348 | 86.8792 |  | 8.1158 | 61.4497 |  |  | 181.7021
DE_N | d148f |  |  |  | 12.5622 | 13.5531 | 98.4633 |  | 3.7786 | 20.1867 |  |  | 148.5439
DE_N | d148g |  |  |  | 12.5775 | 13.6175 | 105.981 |  |  |  |  | 6.2142 | 138.3902
DE_N | d148h |  |  |  | 12.5775 | 13.6185 | 106.256 | [5 empty] | 132.452
DE_N | d149a |  |  |  | 12.5757 | 13.6161 | 105.4 | [5 empty] | 131.5918
DE_N | d149b |  |  |  | 12.5775 | 13.6185 | 106.631 | [5 empty] | 132.827
DE_N | d149c |  |  |  | 12.5771 | 13.6185 | 106.604 | [5 empty] | 132.7996
DE_N | d149d |  |  |  | 12.5744 | 13.618 | 104.961 |  | 6.1234 | 38.1707 |  |  | 175.4475
DE_N | d149e |  |  |  | 12.5379 | 13.6092 | 104.418 |  | 12.0446 | 73.2491 |  |  | 215.8588
DE_N | d149f |  |  |  | 12.3621 | 13.5355 | 105.95 |  | 3.7701 | 22.5077 |  |  | 158.1254
DE_N | d149g |  |  |  | 11.9694 | 13.2949 | 105.675 |  |  |  |  | 3.0202 | 133.9596
DE_N | d149h |  |  |  | 11.158 | 12.6154 | 103.608 | [5 empty] | 127.3814
DE_N | d150a |  |  |  | 9.4981 | 11.6792 | 99.8851 | [5 empty] | 121.0624
DE_N | d150b |  |  |  | 8.9116 | 10.7469 | 95.8338 | [5 empty] | 115.4923
DE_N | d150c |  |  |  | 8.4238 | 10.1084 | 87.59 |  |  |  |  | 14.8499 | 120.9721
DE_N | d150d |  |  |  | 7.3211 | 8.4557 | 76.5639 |  | 5.6261 | 29.9709 |  |  | 127.9377
DE_N | d150e |  |  |  | 6.2284 | 6.6306 | 64.5364 |  | 9.9284 | 56.8634 |  |  | 144.1872
DE_N | d150f |  |  |  | 6.14 | 6.8117 | 60.791 |  | 3.368 | 16.5107 |  | 6.9398 | 100.5612
DE_N | d150g |  |  |  | 7.0033 | 6.88 | 56.7589 |  |  |  |  | 22.0687 | 92.7109
DE_N | d150h |  |  |  | 7.7701 | 5.5982 | 37.6227 |  |  |  |  | 19.1637 | 70.1548
DE_N | d151a |  |  |  | 7.9707 | 5.28 | 32.3064 |  |  |  |  | 16.7773 | 62.3344
DE_N | d151b |  |  |  | 7.2102 | 3.593 | 23.9556 |  |  |  |  | 28.6363 | 63.3952
DE_N | d151c |  |  |  | 5.1848 | 3.8469 | 41.1579 |  |  |  |  | 32.4341 | 82.6236
DE_N | d151d |  |  |  | 5.3912 | 7.2276 | 70.7393 |  | 4.1711 | 19.1236 |  | 0.78236 | 107.4352
DE_N | d151e |  |  |  | 5.7059 | 9.9786 | 85.446 |  | 5.2557 | 38.3652 |  |  | 144.7514
DE_N | d151f |  |  |  | 5.2862 | 12.3177 | 101.609 |  | 0.82216 | 7.3937 |  | 6.8564 | 134.2852
DE_N | d151g |  |  |  | 6.6007 | 13.084 | 101.953 |  |  |  |  | 6.2735 | 127.9112
DE_N | d151h |  |  |  | 9.1343 | 13.3569 | 95.8721 | [5 empty] | 118.3633
DE_N | d152a |  |  |  | 11.3486 | 13.4555 | 90.5367 | [5 empty] | 115.3408
DE_N | d152b |  |  |  | 12.1691 | 13.4843 | 82.7095 |  |  |  |  | 0.10239 | 108.4653
DE_N | d152c |  |  |  | 12.3242 | 13.5624 | 86.6766 |  |  |  |  | 12.3642 | 124.9274
DE_N | d152d |  |  |  | 12.2886 | 13.6131 | 103.554 |  | 1.6126 | 11.7577 |  |  | 142.826
DE_N | d152e |  |  |  | 12.3174 | 13.6141 | 106.581 |  | 3.9965 | 19.9644 |  |  | 156.4734
DE_N | d152f |  |  |  | 12.4734 | 13.6185 | 106.631 |  | 0.9957 | 6.6015 |  | 0.56496 | 140.8851
DE_N | d152g |  |  |  | 12.5271 | 13.6185 | 106.631 |  |  |  |  | 3.7702 | 136.5468
DE_N | d152h |  |  |  | 12.3147 | 13.6043 | 106.631 | [5 empty] | 132.55
DE_N | d153a |  |  |  | 11.2765 | 13.4423 | 106.627 | [5 empty] | 131.3458
DE_N | d153b |  |  |  | 10.0399 | 13.1763 | 106.566 | [5 empty] | 129.7822
DE_N | d153c |  |  |  | 9.1266 | 13.2099 | 106.615 |  |  |  |  | 0.46297 | 129.4145
DE_N | d153d |  |  |  | 6.9853 | 13.0186 | 106.604 |  | 1.8337 | 22.8829 |  |  | 151.3245
DE_N | d153e |  |  |  | 4.3494 | 11.9345 | 105.087 |  | 5.2853 | 41.9857 |  |  | 168.6419
DE_N | d153f |  |  |  | 4.7218 | 10.2744 | 99.3958 |  | 1.3861 | 10.7431 |  | 16.1277 | 142.6489
DE_N | d153g |  |  |  | 6.3992 | 10.3549 | 100.783 |  |  |  |  | 19.8393 | 137.3764
DE_N | d153h |  |  |  | 5.961 | 9.3562 | 96.3383 |  |  |  |  | 10.5415 | 122.1971
DE_N | d154a |  |  |  | 5.5625 | 8.7539 | 90.4908 |  |  |  |  | 11.7721 | 116.5793
DE_N | d154b |  |  |  | 6.7175 | 10.8958 | 95.8721 |  |  |  |  | 6.166 | 119.6513
DE_N | d154c |  |  |  | 7.7877 | 12.5227 | 101.162 |  |  |  |  | 11.5571 | 133.0295
DE_N | d154d |  |  |  | 7.2842 | 13.064 | 104.276 |  | 6.9709 | 40.9503 |  |  | 172.5454
DE_N | d154e |  |  |  | 5.3168 | 12.8014 | 103.332 |  | 16.9099 | 95.8401 |  |  | 234.2002
DE_N | d154f |  |  |  | 7.9987 | 13.3227 | 105.759 |  | 5.0462 | 25.3012 |  |  | 157.4278
DE_N | d154g |  |  |  | 9.3867 | 13.4784 | 106.577 |  |  |  |  | 7.3375 | 136.7796
DE_N | d154h |  |  |  | 8.5415 | 13.2192 | 106.184 | [5 empty] | 127.9447
DE_N | d155a |  |  |  | 7.4803 | 12.8946 | 105.794 | [5 empty] | 126.1689
DE_N | d155b |  |  |  | 7.1809 | 12.692 | 105.339 | [5 empty] | 125.2119
DE_N | d155c |  |  |  | 6.6904 | 12.0316 | 102.557 |  |  |  |  | 2.3071 | 123.5862
DE_N | d155d |  |  |  | 6.1553 | 10.7581 | 101.697 |  | 5.843 | 33.7859 |  | 4.5872 | 162.8265
DE_N | d155e |  |  |  | 4.8354 | 9.2586 | 98.5933 |  | 14.2138 | 75.848 |  |  | 202.7491
DE_N | d155f |  |  |  | 7.6601 | 11.0656 | 103.115 |  | 4.623 | 21.6877 |  |  | 148.1514
DE_N | d155g |  |  |  | 8.9445 | 11.0461 | 103.906 | [5 empty] | 123.8966
DE_N | d155h |  |  |  | 7.707 | 8.258 | 87.8958 | [5 empty] | 103.8608
DE_N | d156a |  |  |  | 7.0069 | 5.9175 | 72.5318 | [5 empty] | 85.4562
DE_N | d156b |  |  |  | 6.5187 | 4.5785 | 68.5073 |  |  |  |  | 1.5044 | 81.1089
DE_N | d156c |  |  |  | 6.731 | 3.5413 | 52.8223 |  |  |  |  | 23.2583 | 86.3529
DE_N | d156d |  |  |  | 4.7254 | 2.8052 | 42.3351 |  | 7.3635 | 34.988 |  | 1.1751 | 93.3923
DE_N | d156e |  |  |  | 2.3478 | 1.6577 | 33.8734 |  | 16.1692 | 70.0178 |  |  | 124.0659
DE_N | d156f | 0.031909 | 0.065912 | 0.072992 | 3.0218 | 1.7763 | 37.0991 |  | 4.2939 | 15.9826 |  | 6.3252 | 68.6696
DE_N | d156g | 0.031909 | 0.065912 | 0.072992 | 3.7476 | 2.3625 | 42.7975 |  |  |  |  | 19.4989 | 68.5773
DE_N | d156h | 0.031909 | 0.065912 | 0.072992 | 3.3139 | 2.2995 | 40.2942 |  |  |  |  | 9.8649 | 55.9433
DE_N | d157a | 0.031909 | 0.065912 | 0.072992 | 2.9424 | 2.1565 | 35.6124 |  |  |  |  | 14.3289 | 55.2111
DE_N | d157b | 0.031909 | 0.065912 | 0.072992 | 2.9983 | 3.08 | 41.2573 |  |  |  |  | 11.5825 | 59.089
DE_N | d157c | 0.031909 | 0.065912 | 0.072992 | 3.2747 | 4.0216 | 50.3954 |  |  |  |  | 24.1056 | 81.9681
DE_N | d157d | 0.031909 | 0.065912 | 0.072992 | 2.7148 | 4.047 | 53.4415 |  | 3.6273 | 16.6706 |  | 8.082 | 88.7539
DE_N | d157e | 0.031909 | 0.065912 | 0.072992 | 1.6013 | 2.6334 | 52.2146 |  | 9.8279 | 37.9136 |  |  | 104.3616
DE_N | d157f | 0.031909 | 0.065912 | 0.072992 | 2.7188 | 4.2579 | 55.7384 |  | 3.0273 | 11.5144 |  | 12.3669 | 89.7945
DE_N | d157g | 0.031909 | 0.065912 | 0.072992 | 4.0992 | 6.3861 | 65.4881 |  |  |  |  | 9.6944 | 85.8386
DE_N | d157h | 0.031909 | 0.065912 | 0.072992 | 4.2728 | 6.0546 | 63.9173 | [5 empty] | 74.4155
DE_N | d158a | 0.031909 | 0.065912 | 0.072992 | 4.1997 | 5.3136 | 60.3132 | [5 empty] | 69.9974
DE_N | d158b | 0.031909 | 0.065912 | 0.072992 | 4.5423 | 5.0633 | 58.8533 | [5 empty] | 68.6297
DE_N | d158c | 0.031909 | 0.065912 | 0.072992 | 4.1885 | 4.4111 | 58.8189 |  |  |  |  | 11.2617 | 78.851
DE_N | d158d | 0.031909 | 0.065912 | 0.072992 | 3.1787 | 4.2071 | 60.1833 |  | 3.3945 | 23.0706 |  |  | 94.2049
DE_N | d158e | 0.031909 | 0.065912 | 0.072992 | 1.8884 | 2.8799 | 53.7052 |  | 6.6704 | 45.8076 |  |  | 111.1224
DE_N | d158f | 0.031909 | 0.065912 | 0.072992 | 2.2829 | 2.176 | 38.624 |  | 1.1079 | 10.6528 |  | 33.2321 | 88.2465
DE_N | d158g | 0.031909 | 0.065912 | 0.072992 | 3.0849 | 3.2967 | 50.1929 |  |  |  |  | 25.191 | 81.9363
DE_N | d158h | 0.031909 | 0.065912 | 0.072992 | 3.2697 | 3.7614 | 54.0797 |  |  |  |  | 2.6405 | 63.9222
DE_N | d159a | 0.031909 | 0.065912 | 0.072992 | 3.0781 | 3.5725 | 50.9114 |  |  |  |  | 2.9369 | 60.6698
DE_N | d159b | 0.031909 | 0.065912 | 0.072992 | 3.1354 | 4.2725 | 55.1384 |  |  |  |  | 1.4078 | 64.1249
DE_N | d159c | 0.031909 | 0.065912 | 0.072992 | 3.6633 | 5.5997 | 66.3403 |  |  |  |  | 7.6778 | 83.4519
DE_N | d159d | 0.031909 | 0.065912 | 0.072992 | 3.9184 | 6.5047 | 75.1345 |  | 0.98723 | 12.8486 |  |  | 99.5642
DE_N | d159e | 0.031909 | 0.065912 | 0.072992 | 3.1399 | 6.1283 | 72.2452 |  | 2.4559 | 28.6297 |  |  | 112.7698
DE_N | d159f | 0.031909 | 0.065912 | 0.072992 | 3.3991 | 7.0372 | 78.578 |  | 0.61689 | 6.8517 |  | 8.0321 | 104.6858
DE_N | d159g | 0.031909 | 0.065912 | 0.072992 | 4.7028 | 9.1517 | 89.8679 |  |  |  |  | 5.1031 | 108.9964
DE_N | d159h |  |  |  | 4.8741 | 10.4604 | 97.7257 | [5 empty] | 113.0602
DE_N | d160a |  |  |  | 4.5735 | 10.9719 | 98.6964 | [5 empty] | 114.2417
DE_N | d160b |  |  |  | 5.1207 | 11.3902 | 100.833 | [5 empty] | 117.3439
DE_N | d160c |  |  |  | 5.8479 | 12.0634 | 103.29 |  |  |  |  | 6.897 | 128.0982
DE_N | d160d |  |  |  | 6.8361 | 12.4124 | 103.894 |  | 2.0041 | 13.9118 |  | 0.048327 | 139.1067
DE_N | d160e |  |  |  | 6.5052 | 11.7358 | 101.341 |  | 7.5635 | 34.7448 |  |  | 161.8902
DE_N | d160f |  |  |  | 8.8399 | 12.4358 | 105.282 |  | 1.566 | 7.1018 |  | 9.6399 | 144.8654
DE_N | d160g |  |  |  | 11.222 | 12.962 | 105.496 |  |  |  |  | 9.66 | 139.34
DE_N | d160h |  |  |  | 11.8531 | 13.2475 | 104.552 | [5 empty] | 129.6526
DE_N | d161a |  |  |  | 11.3198 | 13.2207 | 105.683 | [5 empty] | 130.2235
DE_N | d161b |  |  |  | 10.8676 | 13.3788 | 104.024 | [5 empty] | 128.2704
DE_N | d161c |  |  |  | 10.2361 | 13.4921 | 106.459 |  |  |  |  | 7.6671 | 137.8543
DE_N | d161d |  |  |  | 10.044 | 13.4789 | 106.631 |  | 4.1066 | 18.6302 |  |  | 152.8907
DE_N | d161e |  |  |  | 8.5956 | 13.1885 | 106.489 |  | 6.3064 | 49.5044 |  |  | 184.0839
DE_N | d161f |  |  |  | 8.8034 | 13.0332 | 105.878 |  | 1.9692 | 13.5505 |  | 4.1816 | 147.4158
DE_N | d161g |  |  |  | 9.641 | 13.0952 | 105.446 |  |  |  |  | 15.7023 | 143.8845
DE_N | d161h |  |  |  | 9.4936 | 13.104 | 104.299 |  |  |  |  | 2.3909 | 129.2875
DE_N | d162a |  |  |  | 8.3679 | 12.8029 | 102.106 | [5 empty] | 123.2768
DE_N | d162b |  |  |  | 7.5285 | 12.3465 | 98.2302 |  |  |  |  | 3.3093 | 121.4145
DE_N | d162c |  |  |  | 7.1782 | 11.9496 | 95.937 |  |  |  |  | 10.147 | 125.2118
DE_N | d162d |  |  |  | 6.053 | 11.6782 | 101.911 |  | 3.7458 | 22.9663 |  |  | 146.3543
DE_N | d162e |  |  |  | 3.4933 | 10.2773 | 104.085 |  | 6.4757 | 48.4621 |  |  | 172.7934
DE_N | d162f |  |  |  | 6.4772 | 11.2501 | 105.461 |  | 1.1692 | 9.8119 |  | 6.5877 | 140.7572
DE_N | d162g |  |  |  | 9.2069 | 12.9044 | 106.516 |  |  |  |  | 10.1564 | 138.7837
DE_N | d162h |  |  |  | 10.2816 | 13.4882 | 106.6 | [5 empty] | 130.3698
DE_N | d163a |  |  |  | 11.4275 | 13.5629 | 106.562 | [5 empty] | 131.5524
DE_N | d163b |  |  |  | 12.1678 | 13.6019 | 106.631 | [5 empty] | 132.4007
DE_N | d163c |  |  |  | 12.3977 | 13.6009 | 106.631 | [5 empty] | 132.6296
DE_N | d163d |  |  |  | 11.927 | 13.3261 | 106.382 |  | 2.2189 | 16.5455 |  |  | 150.3995
DE_N | d163e |  |  |  | 11.8517 | 13.3583 | 104.368 |  | 11.1241 | 51.3737 |  |  | 192.0758
DE_N | d163f |  |  |  | 11.9978 | 13.2949 | 101.578 |  | 3.2368 | 15.0515 |  |  | 145.159
DE_N | d163g |  |  |  | 12.1385 | 13.4481 | 104.399 |  |  |  |  | 9.7756 | 139.7612
DE_N | d163h |  |  |  | 12.2394 | 13.5228 | 106.31 | [5 empty] | 132.0722
DE_N | d164a |  |  |  | 12.3864 | 13.5814 | 104.353 | [5 empty] | 130.3208
DE_N | d164b |  |  |  | 12.523 | 13.5999 | 95.2376 | [5 empty] | 121.3605
DE_N | d164c |  |  |  | 12.5622 | 13.6136 | 97.9015 |  |  |  |  | 9.619 | 133.6963
DE_N | d164d |  |  |  | 12.5451 | 13.6136 | 101.058 |  |  | 6.9559 |  | 4.8068 | 138.9795
DE_N | d164e |  |  |  | 12.4468 | 13.5799 | 102.618 |  | 0.89623 | 19.4919 |  |  | 149.0328
DE_N | d164f |  |  |  | 12.4324 | 13.5829 | 103.875 |  |  | 3.8984 |  | 7.7805 | 141.5692
DE_N | d164g |  |  |  | 12.5027 | 13.5999 | 102.549 |  |  |  |  | 10.8066 | 139.4582
DE_N | d164h |  |  |  | 12.3932 | 13.5414 | 104.066 | [5 empty] | 130.0006
DE_N | d165a |  |  |  | 12.101 | 13.25 | 100.596 | [5 empty] | 125.947
DE_N | d165b |  |  |  | 11.7115 | 12.7946 | 94.4847 | [5 empty] | 118.9908
DE_N | d165c |  |  |  | 11.2716 | 12.1385 | 87.1391 |  |  |  |  | 5.3353 | 115.8845
DE_N | d165d |  |  |  | 10.7067 | 11.5206 | 82.2814 |  | 1.9914 | 18.7483 |  |  | 125.2484
DE_N | d165e |  |  |  | 9.0928 | 7.828 | 65.8129 |  | 3.8336 | 43.8966 |  |  | 130.4638
DE_N | d165f | 0.031909 | 0.065912 | 0.072992 | 6.6616 | 4.5151 | 36.7322 |  | 1.0888 | 10.618 | 22.4835 |  | 82.27
DE_N | d165g | 0.031909 | 0.065912 | 0.072992 | 4.4531 | 3.021 | 18.582 |  |  |  | 22.4835 | 21.2335 | 69.9439
DE_N | d165h | 0.031909 | 0.065912 | 0.072992 | 3.0249 | 1.4766 | 10.3764 |  |  |  | 22.4835 | 15.6073 | 53.1395
DE_N | d166a | 0.031909 | 0.065912 | 0.072992 | 1.3254 | 0.73803 | 10.3726 |  |  |  | 22.4835 | 14.6834 | 49.7737
DE_N | d166b | 0.031909 | 0.065912 | 0.072992 | 0.44269 | 0.78538 | 14.4658 |  |  |  | 22.4835 | 13.8137 | 52.1619
DE_N | d166c | 0.031909 | 0.065912 | 0.072992 | 0.77674 | 1.4707 | 20.4662 |  |  |  | 22.4835 | 23.7592 | 69.1272
DE_N | d166d | 0.031909 | 0.065912 | 0.072992 | 1.1225 | 2.2702 | 24.0167 |  | 0.86449 | 7.7342 | 22.4835 | 18.8778 | 77.5403
DE_N | d166e | 0.031909 | 0.065912 | 0.072992 | 1.1825 | 2.6773 | 28.0336 |  | 2.7204 | 18.0326 | 22.4835 | 4.8528 | 80.1536
DE_N | d166f | 0.031909 | 0.065912 | 0.072992 | 2.5908 | 3.9005 | 39.2279 |  | 0.68778 | 4.1346 | 22.4835 | 13.9746 | 87.1706
DE_N | d166g | 0.031909 | 0.065912 | 0.072992 | 4.7317 | 5.7251 | 53.7816 |  |  |  | 22.4835 |  | 86.8927
DE_N | d166h | 0.031909 | 0.065912 | 0.072992 | 5.1694 | 6.8205 | 55.5206 | [5 empty] | 67.6813
DE_N | d167a | 0.031909 |  | 0.072992 | 5.1541 | 7.5004 | 60.8139 | [5 empty] | 73.5733
DE_N | d167b | 0.031909 |  | 0.072992 | 4.8872 | 8.874 | 72.1802 | [5 empty] | 86.0463
DE_N | d167c | 0.031909 |  | 0.072992 | 5.916 | 10.8557 | 86.8104 |  |  |  |  | 0.71432 | 104.4013
DE_N | d167d |  |  |  | 6.0814 | 11.3331 | 92.9598 |  | 1.9332 | 15.3364 |  |  | 127.6439
DE_N | d167e |  |  |  | 5.8488 | 11.6538 | 97.0225 |  | 7.0619 | 47.3433 |  |  | 168.9303
DE_N | d167f |  |  |  | 8.8133 | 12.9381 | 102.878 |  | 2.2898 | 12.932 |  | 7.9922 | 147.8434
DE_N | d167g |  |  |  | 10.2816 | 13.412 | 106.015 |  |  |  |  | 10.5183 | 140.2269
DE_N | d167h |  |  |  | 10.3231 | 13.3827 | 105.767 | [5 empty] | 129.4728
DE_N | d168a |  |  |  | 10.4236 | 13.3964 | 105.771 | [5 empty] | 129.591
DE_N | d168b |  |  |  | 10.2221 | 13.2793 | 105.389 | [5 empty] | 128.8904
DE_N | d168c |  |  |  | 10.0557 | 13.1626 | 105.052 | [5 empty] | 128.2703
DE_N | d168d |  |  |  | 9.9327 | 12.9849 | 104.983 |  | 1.3904 | 11.6951 |  |  | 140.986
DE_N | d168e |  |  |  | 8.349 | 12.6008 | 104.945 |  | 3.0876 | 26.4547 |  |  | 155.4371
DE_N | d168f |  |  |  | 8.0889 | 12.6354 | 105.973 |  | 0.58408 | 5.7885 |  | 6.4306 | 139.5004
DE_N | d168g |  |  |  | 8.1402 | 12.8097 | 106.012 |  |  |  |  | 6.2378 | 133.1998
DE_N | d168h |  |  |  | 6.9276 | 12.1405 | 102.312 | [5 empty] | 121.3801
DE_N | d169a |  |  |  | 6.195 | 11.2501 | 94.8516 | [5 empty] | 112.2967
DE_N | d169b |  |  |  | 5.5729 | 10.2641 | 89.3366 |  |  |  |  | 1.677 | 106.8506
DE_N | d169c |  |  |  | 5.0193 | 10.0504 | 91.1329 |  |  |  |  | 7.3925 | 113.5951
DE_N | d169d |  |  |  | 4.7709 | 10.2846 | 94.7331 |  | 1.3459 | 13.349 |  |  | 124.4835
DE_N | d169e |  |  |  | 4.0505 | 9.8522 | 92.2336 |  | 4.1129 | 34.8699 |  |  | 145.1191
DE_N | d169f |  |  |  | 5.76 | 11.0656 | 98.1117 |  | 1.0042 | 7.5952 |  | 7.9624 | 131.4991
DE_N | d169g |  |  |  | 8.4499 | 12.5383 | 102.95 |  |  |  |  | 5.7424 | 129.6807
DE_N | d169h |  |  |  | 8.5415 | 12.6379 | 102.656 | [5 empty] | 123.8354
DE_N | d170a |  |  |  | 8.7056 | 12.1932 | 97.3855 | [5 empty] | 118.2843
DE_N | d170b |  |  |  | 9.3083 | 12.0712 | 95.6313 | [5 empty] | 117.0108
DE_N | d170c |  |  |  | 9.4593 | 12.2508 | 97.0645 | [5 empty] | 118.7746
DE_N | d170d |  |  |  | 8.7488 | 12.2196 | 97.955 |  | 0.8793 | 12.1676 |  |  | 131.9703
DE_N | d170e |  |  |  | 6.3595 | 11.522 | 97.0951 |  | 2.9522 | 32.6949 |  |  | 150.6237
DE_N | d170f |  |  |  | 6.3109 | 11.4039 | 101.72 |  | 0.76714 | 6.393 |  | 5.8248 | 132.4198
DE_N | d170g |  |  |  | 6.4164 | 11.8827 | 103.222 |  |  |  |  | 5.876 | 127.3971
DE_N | d170h |  |  |  | 4.3183 | 10.2539 | 96.7167 | [5 empty] | 111.2889
DE_N | d171a |  |  |  | 3.0885 | 8.3732 | 91.4654 | [5 empty] | 102.9271
DE_N | d171b |  |  |  | 2.6904 | 6.9781 | 85.916 |  |  |  |  | 1.9378 | 97.5224
DE_N | d171c |  |  |  | 2.1287 | 5.2028 | 74.5842 |  |  |  |  | 32.528 | 114.4438
DE_N | d171d |  |  |  | 1.5084 | 3.9879 | 66.9557 |  | 2.3893 | 16.0104 |  | 29.295 | 120.1467
DE_N | d171e |  |  |  | 1.0946 | 3.4002 | 63.8638 |  | 6.4239 | 42.1802 |  | 5.5935 | 122.5562
DE_N | d171f |  |  |  | 2.5151 | 6.4964 | 73.8274 |  | 1.4676 | 9.4436 |  | 33.6875 | 127.4376
DE_N | d171g |  |  |  | 5.9146 | 10.6737 | 84.5899 |  |  |  |  | 20.2501 | 121.4283
DE_N | d171h |  |  |  | 9.2524 | 12.8312 | 99.8315 | [5 empty] | 121.9151
DE_N | d172a |  |  |  | 11.3734 | 13.4789 | 106.126 | [5 empty] | 130.9783
DE_N | d172b |  |  |  | 11.5497 | 13.1187 | 106.138 | [5 empty] | 130.8064
DE_N | d172c |  |  |  | 10.7455 | 12.5383 | 102.965 |  |  |  |  | 5.8176 | 132.0664
DE_N | d172d |  |  |  | 9.7415 | 12.2288 | 105.316 |  | 0.71847 | 8.3874 |  | 1.043 | 137.4352
DE_N | d172e |  |  |  | 7.6169 | 11.8452 | 105.606 |  | 2.4453 | 26.0447 |  |  | 153.5581
DE_N | d172f |  |  |  | 5.5003 | 11.6855 | 101.097 |  | 0.67297 | 6.6641 |  | 18.9811 | 144.6009
DE_N | d172g |  |  |  | 5.9525 | 12.7169 | 102.274 |  |  |  |  | 18.6799 | 139.6233
DE_N | d172h |  |  |  | 6.9195 | 13.2304 | 105.775 | [5 empty] | 125.9249
DE_N | d173a |  |  |  | 7.2562 | 13.3081 | 106.298 | [5 empty] | 126.8623
DE_N | d173b |  |  |  | 7.9969 | 13.3476 | 106.313 | [5 empty] | 127.6575
DE_N | d173c |  |  |  | 8.9945 | 13.391 | 105.813 |  |  |  |  | 2.4182 | 130.6167
DE_N | d173d |  |  |  | 9.7807 | 13.5121 | 106.497 |  | 3.1977 | 21.7989 |  |  | 154.7864
DE_N | d173e |  |  |  | 10.2243 | 13.5594 | 106.627 |  | 5.7287 | 45.349 |  |  | 181.4884
DE_N | d173f |  |  |  | 11.5952 | 13.5819 | 106.631 |  | 0.92903 | 9.2769 |  | 0.66876 | 142.6828
DE_N | d173g |  |  |  | 12.3134 | 13.576 | 106.604 |  |  |  |  | 4.6562 | 137.1496
DE_N | d173h |  |  |  | 12.3485 | 13.5482 | 106.612 | [5 empty] | 132.5087
DE_N | d174a |  |  |  | 12.1303 | 13.5262 | 106.631 | [5 empty] | 132.2875
DE_N | d174b |  |  |  | 11.9514 | 13.4965 | 106.631 | [5 empty] | 132.0789
DE_N | d174c |  |  |  | 11.9901 | 13.5404 | 106.631 | [5 empty] | 132.1615
DE_N | d174d |  |  |  | 12.0735 | 13.6034 | 106.631 |  | 0.35447 | 6.0178 |  |  | 138.6802
DE_N | d174e |  |  |  | 12.2178 | 13.6131 | 106.631 |  | 0.74069 | 13.349 |  |  | 146.5516
DE_N | d174f |  |  |  | 12.4396 | 13.5589 | 106.627 |  |  | 3.3633 |  | 2.5835 | 138.5723
DE_N | d174g |  |  |  | 12.5041 | 13.0396 | 98.1193 |  |  |  |  | 7.04 | 130.703
DE_N | d174h |  |  |  | 12.3012 | 11.008 | 75.6581 |  |  |  |  | 15.187 | 114.1543
DE_N | d175a |  |  |  | 12.161 | 9.0761 | 78.2226 |  |  |  |  | 7.1664 | 106.6261
DE_N | d175b |  |  |  | 11.5565 | 6.5852 | 61.005 |  |  |  |  | 29.9277 | 109.0744
DE_N | d175c |  |  |  | 11.4077 | 6.7419 | 62.5872 |  |  |  |  | 39.9597 | 120.6965
DE_N | d175d |  |  |  | 11.9834 | 10.1529 | 77.8977 |  | 1.42 | 7.8245 |  | 22.491 | 131.7695
DE_N | d175e |  |  |  | 11.8829 | 13.0977 | 100.783 |  | 5.9625 | 41.9162 |  |  | 173.6423
DE_N | d175f |  |  |  | 12.395 | 13.5858 | 106.508 |  | 2.4411 | 14.8221 |  |  | 149.752
DE_N | d175g |  |  |  | 12.3152 | 13.5599 | 106.627 |  |  |  |  | 10.6611 | 143.1632
DE_N | d175h |  |  |  | 12.2205 | 13.4613 | 106.443 | [5 empty] | 132.1248
DE_N | d176a |  |  |  | 12.2417 | 13.4852 | 106.268 | [5 empty] | 131.9949
DE_N | d176b |  |  |  | 12.2255 | 13.4242 | 105.519 | [5 empty] | 131.1687
DE_N | d176c |  |  |  | 12.0659 | 13.2178 | 104.265 | [5 empty] | 129.5487
DE_N | d176d |  |  |  | 11.5375 | 12.9727 | 104.131 |  | 3.9129 | 27.9835 |  |  | 160.5376
DE_N | d176e |  |  |  | 10.232 | 12.7301 | 105.744 |  | 7.1646 | 61.3594 |  |  | 197.2301
DE_N | d176f |  |  |  | 9.2393 | 12.0956 | 105.71 |  | 1.9797 | 12.4248 |  | 1.5176 | 142.9671
DE_N | d176g |  |  |  | 9.137 | 12.8194 | 105.813 |  |  |  |  | 13.0944 | 140.8638
DE_N | d176h |  |  |  | 8.3932 | 12.5759 | 105.622 |  |  |  |  | 2.4598 | 129.0508
DE_N | d177a |  |  |  | 7.8121 | 12.9439 | 106.302 | [5 empty] | 127.058
DE_N | d177b |  |  |  | 8.8714 | 13.3593 | 106.348 | [5 empty] | 128.5788
DE_N | d177c |  |  |  | 9.714 | 13.4955 | 106.535 |  |  |  |  | 2.5147 | 132.2593
DE_N | d177d |  |  |  | 9.8795 | 13.5297 | 106.271 |  | 0.62747 | 15.8784 |  |  | 146.186
DE_N | d177e |  |  |  | 9.1433 | 13.5204 | 106.623 |  | 0.99887 | 30.0195 |  |  | 160.3051
DE_N | d177f |  |  |  | 10.4881 | 13.5497 | 106.631 |  |  | 5.3507 |  | 9.6765 | 145.696
DE_N | d177g |  |  |  | 11.4109 | 13.5746 | 106.631 |  |  |  |  | 9.0457 | 140.6622
DE_N | d177h |  |  |  | 11.4672 | 13.5599 | 106.631 | [5 empty] | 131.6581
DE_N | d178a |  |  |  | 11.5042 | 13.5516 | 106.631 | [5 empty] | 131.6868
DE_N | d178b |  |  |  | 11.9644 | 13.5838 | 106.631 | [5 empty] | 132.1792
DE_N | d178c |  |  |  | 12.2642 | 13.6107 | 106.631 |  |  |  |  | 7.2801 | 139.786
DE_N | d178d |  |  |  | 12.2958 | 13.6175 | 106.631 |  | 1.5766 | 19.3042 |  |  | 153.4251
DE_N | d178e |  |  |  | 11.7237 | 13.617 | 106.631 |  | 7.0757 | 53.8128 |  |  | 192.8602
DE_N | d178f |  |  |  | 12.2944 | 13.6161 | 106.631 |  | 1.8591 | 14.3566 |  |  | 148.7572
DE_N | d178g |  |  |  | 12.1867 | 13.5697 | 105.74 |  |  |  |  | 8.9484 | 140.4448
DE_N | d178h |  |  |  | 11.3856 | 13.1109 | 103.267 | [5 empty] | 127.7635
DE_N | d179a |  |  |  | 9.8168 | 11.3541 | 102.683 | [5 empty] | 123.8539
DE_N | d179b |  |  |  | 8.3598 | 10.0494 | 101.07 | [5 empty] | 119.4792
DE_N | d179c |  |  |  | 7.2201 | 9.3709 | 97.3091 | [5 empty] | 113.9001
DE_N | d179d |  |  |  | 5.5278 | 7.9588 | 81.6814 |  | 1.8485 | 20.013 |  | 6.4074 | 123.437
DE_N | d179e |  |  |  | 3.2427 | 5.6739 | 75.2224 |  | 4.2484 | 45.4323 |  |  | 133.8196
DE_N | d179f |  |  |  | 4.2696 | 7.0533 | 79.9501 |  | 1.3671 | 10.3609 |  | 27.0513 | 130.0523
DE_N | d179g |  |  |  | 6.1887 | 9.1786 | 88.8589 |  |  |  |  | 14.1247 | 118.3509
DE_N | d179h |  |  |  | 6.09 | 9.2357 | 93.3955 | [5 empty] | 108.7211
DE_N | d180a |  |  |  | 5.5941 | 8.2409 | 92.7037 | [5 empty] | 106.5387
DE_N | d180b |  |  |  | 5.4656 | 9.2088 | 97.2097 | [5 empty] | 111.8841
DE_N | d180c |  |  |  | 5.7816 | 10.2178 | 98.1117 | [5 empty] | 114.1111
DE_N | d180d |  |  |  | 5.6887 | 10.9075 | 95.9103 |  | 1.3936 | 11.2504 |  |  | 125.1505
DE_N | d180e | 0.031909 |  | 0.072992 | 4.6244 | 10.2129 | 86.4549 |  | 3.3299 | 34.0082 |  |  | 138.7352
DE_N | d180f | 0.031909 | 0.065912 | 0.072992 | 3.9238 | 8.9877 | 78.0926 |  | 1.055 | 9.5479 | 6.9389 | 4.9391 | 113.6558
DE_N | d180g | 0.031909 | 0.065912 | 0.072992 | 3.5772 | 7.9885 | 74.309 |  |  |  | 12.5363 | 7.0201 | 105.6019
DE_N | d180h | 0.031909 | 0.065912 | 0.072992 | 2.3487 | 5.9013 | 68.4271 |  |  |  | 17.3493 |  | 94.1973
DE_N | d181a | 0.031909 | 0.065912 | 0.072992 | 1.5084 | 4.8709 | 61.5668 |  |  |  | 22.3735 |  | 90.4904
DE_N | d181b | 0.031909 | 0.065912 | 0.072992 | 1.1649 | 4.1173 | 54.5727 |  |  |  | 26.9135 |  | 86.9392
DE_N | d181c | 0.031909 | 0.065912 | 0.072992 | 0.86014 | 3.3192 | 43.8447 |  |  |  | 29.6429 | 3.7103 | 81.5481
DE_N | d181d | 0.031909 | 0.065912 | 0.072992 | 0.82182 | 2.8745 | 36.7207 |  | 0.94914 | 5.9553 | 29.6429 | 4.989 | 82.1242
DE_N | d181e | 0.031909 | 0.065912 | 0.072992 | 0.91424 | 2.8892 | 35.6391 |  | 3.1215 | 21.7364 | 29.6429 |  | 94.1141
DE_N | d181f | 0.031909 | 0.065912 | 0.072992 | 0.86059 | 2.9536 | 32.8644 |  | 0.71847 | 5.3576 | 29.6429 | 6.5235 | 79.0919
DE_N | d181g | 0.031909 | 0.065912 | 0.072992 | 0.92912 | 2.6978 | 29.9407 |  |  |  | 29.6429 | 9.5849 | 72.9663
DE_N | d181h | 0.031909 | 0.065912 | 0.072992 | 0.69605 | 2.1868 | 22.4574 |  |  |  | 29.6429 | 0.26523 | 55.4192
DE_N | d182a | 0.031909 | 0.065912 | 0.072992 | 0.53781 | 1.6494 | 17.6686 |  |  |  | 29.6429 | 3.4236 | 53.0931
DE_N | d182b | 0.031909 | 0.065912 | 0.072992 | 0.45757 | 1.1925 | 13.7932 |  |  |  | 29.6429 | 10.1793 | 55.4363
DE_N | d182c | 0.031909 | 0.065912 | 0.072992 | 0.4161 | 0.80344 | 11.1217 |  |  |  | 29.6429 | 29.6413 | 71.7963
DE_N | d182d | 0.031909 | 0.065912 | 0.072992 | 0.36831 | 0.87275 | 13.9805 |  | 1.6253 | 9.5479 | 29.6429 | 19.6337 | 75.8421
DE_N | d182e | 0.031909 | 0.065912 | 0.072992 | 0.40528 | 1.2413 | 20.0229 |  | 4.4759 | 29.137 | 29.6429 |  | 85.096
DE_N | d182f | 0.031909 | 0.065912 | 0.072992 | 0.91604 | 1.8773 | 26.6042 |  | 1.2232 | 8.1511 | 29.6429 | 12.1363 | 80.7219
DE_N | d182g | 0.031909 | 0.065912 | 0.072992 | 1.9128 | 2.7296 | 29.7343 |  |  |  | 29.6429 | 12.3389 | 76.5293
DE_N | d182h | 0.031909 | 0.065912 | 0.072992 | 2.5696 | 3.1557 | 27.7393 |  |  |  | 29.6429 |  | 63.2783
DE_N | d183a | 0.031909 | 0.065912 | 0.072992 | 2.5682 | 2.9185 | 27.1087 |  |  |  | 29.6429 |  | 62.4091
DE_N | d183b | 0.031909 | 0.065912 | 0.072992 | 2.2288 | 2.6627 | 25.557 |  |  |  | 29.6429 |  | 60.2622
DE_N | d183c | 0.031909 | 0.065912 | 0.072992 | 1.8438 | 2.1165 | 24.1543 |  |  |  | 29.6429 | 2.8003 | 60.7286
DE_N | d183d | 0.031909 | 0.065912 | 0.072992 | 1.2794 | 1.5425 | 22.0752 |  | 1.4158 | 16.8234 | 29.6429 |  | 72.9499
DE_N | d183e | 0.031909 | 0.065912 | 0.072992 | 0.79523 | 1.1573 | 18.9031 |  | 3.7669 | 48.3857 | 29.6429 |  | 102.822
DE_N | d183f | 0.031909 | 0.065912 | 0.072992 | 1.1131 | 1.3111 | 16.2125 |  | 1.219 | 12.1607 | 29.6429 | 8.0101 | 69.8401
DE_N | d183g | 0.031909 | 0.065912 | 0.072992 | 1.384 | 1.4844 | 15.964 |  |  |  | 29.6429 | 20.2101 | 68.8562
DE_N | d183h | 0.031909 | 0.065912 | 0.072992 | 1.6283 | 1.2345 | 13.3919 |  |  |  | 29.6429 | 9.2692 | 55.3376
DE_N | d184a | 0.031909 | 0.065912 | 0.072992 | 1.7487 | 1.3116 | 13.2887 |  |  |  | 29.6429 | 5.7706 | 51.9333
DE_N | d184b | 0.031909 | 0.065912 | 0.072992 | 1.9389 | 1.3306 | 11.2937 |  |  |  | 29.6429 | 7.9076 | 52.2845
DE_N | d184c | 0.031909 | 0.065912 | 0.072992 | 1.8379 | 0.91132 | 9.2528 |  |  |  | 29.6429 | 17.2826 | 59.0984
DE_N | d184d | 0.031909 | 0.065912 | 0.072992 | 1.7694 | 0.7888 | 10.0172 |  | 1.7194 | 13.9744 | 29.6429 | 10.9028 | 68.9858
DE_N | d184e | 0.031909 | 0.065912 | 0.072992 | 1.7482 | 0.5096 | 10.0936 |  | 4.6907 | 39.4771 | 29.6429 |  | 86.3329
DE_N | d184f | 0.031909 | 0.065912 | 0.072992 | 1.4462 | 0.62235 | 12.9982 |  | 1.2232 | 8.7696 | 29.6429 | 20.9984 | 75.8716
DE_N | d184g | 0.031909 | 0.065912 | 0.072992 | 1.563 | 1.4663 | 30.0935 |  |  |  | 29.6429 | 6.3955 | 69.332
DE_N | d184h | 0.031909 | 0.065912 | 0.072992 | 1.3578 | 2.8848 | 48.259 |  |  |  | 29.4288 |  | 82.1012
DE_N | d185a | 0.031909 | 0.065912 | 0.072992 | 1.5751 | 5.4625 | 70.2501 | [5 empty] | 77.4586
DE_N | d185b | 0.031909 | 0.065912 | 0.072992 | 2.2211 | 8.9745 | 87.1696 | [5 empty] | 98.5361
DE_N | d185c | 0.031909 | 0.065912 | 0.072992 | 3.7119 | 11.8198 | 100.084 | [5 empty] | 115.7866
DE_N | d185d | 0.031909 | 0.065912 | 0.072992 | 6.0913 | 13.1592 | 105.744 |  | 0.64651 | 6.0386 |  |  | 131.8505
DE_N | d185e | 0.031909 | 0.065912 | 0.072992 | 7.6349 | 13.4071 | 105.454 |  | 1.4221 | 12.9876 |  |  | 141.0765
DE_N | d185f | 0.031909 | 0.065912 | 0.072992 | 9.2023 | 12.6164 | 101.834 |  | 0.36294 | 3.4606 |  | 5.7873 | 133.4344
DE_N | d185g | 0.031909 | 0.065912 | 0.072992 | 10.7247 | 10.5751 | 94.5268 |  |  |  |  | 9.4595 | 125.4569
DE_N | d185h | 0.031909 | 0.065912 | 0.072992 | 10.9898 | 8.7432 | 86.3097 | [5 empty] | 106.2135
DE_N | d186a | 0.031909 | 0.065912 | 0.072992 | 9.8245 | 8.3083 | 87.6741 | [5 empty] | 105.9776
DE_N | d186b | 0.031909 | 0.065912 | 0.072992 | 8.8566 | 8.5089 | 83.8866 | [5 empty] | 101.4229
DE_N | d186c | 0.031909 | 0.065912 | 0.072992 | 7.574 | 9.1469 | 72.7191 |  |  |  |  | 13.3033 | 102.9141
DE_N | d186d | 0.031909 | 0.065912 | 0.072992 | 6.5273 | 10.0816 | 87.7658 |  | 1.001 | 8.3735 |  | 4.1164 | 118.0364
DE_N | d186e | 0.031909 | 0.065912 | 0.072992 | 5.3525 | 11.4962 | 102.354 |  | 2.9374 | 21.3125 |  |  | 143.6233
DE_N | d186f | 0.031909 | 0.065912 | 0.072992 | 7.3067 | 12.9024 | 106.321 |  | 1.0899 | 6.7058 |  | 3.7412 | 138.2377
DE_N | d186g | 0.031909 | 0.065912 | 0.072992 | 8.7123 | 13.2973 | 106.344 |  |  |  |  | 1.8011 | 130.3255
DE_N | d186h | 0.031909 | 0.065912 | 0.072992 | 8.7461 | 12.6618 | 105.301 | [5 empty] | 126.8797
DE_N | d187a | 0.031909 | 0.065912 | 0.072992 | 9.0392 | 12.2811 | 103.978 | [5 empty] | 125.4691
DE_N | d187b | 0.031909 | 0.065912 | 0.072992 | 9.0788 | 11.3463 | 101.559 | [5 empty] | 122.1549
DE_N | d187c | 0.031909 | 0.065912 | 0.072992 | 8.6303 | 10.4028 | 98.1652 | [5 empty] | 117.3691
DE_N | d187d | 0.031909 | 0.065912 | 0.072992 | 7.194 | 9.2923 | 93.319 |  | 1.4592 | 14.8152 |  |  | 126.2505
DE_N | d187e | 0.031909 | 0.065912 | 0.072992 | 5.4647 | 8.648 | 95.8033 |  | 5.4007 | 49.56 |  |  | 165.0475
DE_N | d187f | 0.031909 | 0.065912 | 0.072992 | 4.7898 | 7.3764 | 94.393 |  | 1.9427 | 14.2245 |  | 6.8174 | 129.7147
DE_N | d187g | 0.031909 | 0.065912 | 0.072992 | 5.2794 | 7.4995 | 82.6866 |  |  |  |  | 28.5917 | 124.228
DE_N | d187h | 0.031909 | 0.065912 | 0.072992 | 4.4689 | 7.0143 | 73.6516 |  |  |  |  | 24.166 | 109.4715
DE_N | d188a | 0.031909 | 0.065912 | 0.072992 | 4.8976 | 8.0852 | 80.4775 |  |  |  |  | 9.1207 | 102.7518
DE_N | d188b | 0.031909 | 0.065912 | 0.072992 | 6.0895 | 8.0295 | 80.08 |  |  |  |  | 8.8676 | 103.2375
DE_N | d188c | 0.031909 | 0.065912 | 0.072992 | 6.6314 | 9.4758 | 83.1681 |  |  |  |  | 14.8708 | 114.3169
DE_N | d188d | 0.031909 | 0.065912 | 0.072992 | 8.5523 | 10.3569 | 84.6472 |  | 3.805 | 24.3075 |  |  | 131.8397
DE_N | d188e | 0.031909 | 0.065912 | 0.072992 | 9.1992 | 10.1255 | 82.4534 |  | 13.2096 | 74.3609 |  |  | 189.5194
DE_N | d188f | 0.031909 | 0.065912 | 0.072992 | 9.2835 | 10.8919 | 87.785 |  | 4.3891 | 22.1881 |  | 3.5445 | 138.2529
DE_N | d188g | 0.031909 | 0.065912 | 0.072992 | 9.7532 | 11.0954 | 92.1419 |  |  |  |  | 22.3675 | 135.5289
DE_N | d188h | 0.031909 | 0.065912 | 0.072992 | 10.3907 | 11.9799 | 99.4876 | [5 empty] | 122.029
DE_N | d189a | 0.031909 | 0.065912 | 0.072992 | 10.6643 | 12.2 | 105.755 | [5 empty] | 128.7901
DE_N | d189b | 0.031909 | 0.065912 | 0.072992 | 10.718 | 11.5372 | 104.001 | [5 empty] | 126.427
DE_N | d189c | 0.031909 | 0.065912 | 0.072992 | 10.7328 | 11.4005 | 102.453 |  |  |  |  | 1.0969 | 125.854
DE_N | d189d | 0.031909 | 0.065912 | 0.072992 | 10.6242 | 11.565 | 99.629 |  | 3.9193 | 19.2973 |  |  | 145.2056
DE_N | d189e | 0.031909 | 0.065912 | 0.072992 | 10.782 | 12.1927 | 98.0658 |  | 10.0236 | 62.2905 |  |  | 193.5254
DE_N | d189f | 0.031909 | 0.065912 | 0.072992 | 10.6075 | 12.2308 | 104.938 |  | 3.7267 | 18.8317 |  |  | 150.5055
DE_N | d189g | 0.031909 | 0.065912 | 0.072992 | 10.1865 | 11.9613 | 105.071 |  |  |  |  | 1.675 | 129.0646
DE_N | d189h | 0.031909 | 0.065912 | 0.072992 | 9.3344 | 11.6826 | 97.9244 |  |  |  |  | 0.60562 | 119.7179
DE_N | d190a | 0.031909 | 0.065912 | 0.072992 | 8.1299 | 11.4425 | 89.6309 |  |  |  |  | 1.3925 | 110.7666
DE_N | d190b | 0.031909 | 0.065912 | 0.072992 | 7.4694 | 11.0691 | 83.8484 |  |  |  |  | 10.0489 | 112.6067
DE_N | d190c | 0.031909 | 0.065912 | 0.072992 | 7.4478 | 10.8445 | 81.1272 |  |  |  |  | 20.131 | 119.7213
DE_N | d190d | 0.031909 | 0.065912 | 0.072992 | 6.8536 | 10.0894 | 81.7387 |  | 4.6579 | 27.8862 |  |  | 131.3966
DE_N | d190e | 0.031909 | 0.065912 | 0.072992 | 6.4299 | 8.8984 | 77.4162 |  | 12.1293 | 83.5266 |  |  | 188.5712
DE_N | d190f | 0.031909 | 0.065912 | 0.072992 | 6.6246 | 6.3446 | 63.902 |  | 3.9129 | 26.7605 |  | 0.21985 | 107.9353
DE_N | d190g | 0.031909 | 0.065912 | 0.072992 | 6.3519 | 5.3556 | 45.041 |  |  |  |  | 37.6005 | 94.5198
DE_N | d190h | 0.031909 | 0.065912 | 0.072992 | 4.8097 | 3.985 | 28.217 |  |  |  |  | 35.2458 | 72.4283
DE_N | d191a | 0.031909 | 0.065912 | 0.072992 | 4.6821 | 3.0581 | 20.9019 |  |  |  |  | 33.3035 | 62.1164
DE_N | d191b | 0.031909 | 0.065912 | 0.072992 | 4.8818 | 3.4739 | 34.29 |  |  |  |  | 20.068 | 62.8846
DE_N | d191c | 0.031909 | 0.065912 | 0.072992 | 4.7466 | 6.0058 | 67.3073 |  |  |  |  | 0.27593 | 78.5064
DE_N | d191d | 0.031909 | 0.065912 | 0.072992 | 5.402 | 8.6338 | 94.8058 |  | 2.0348 | 17.6365 |  |  | 128.6838
DE_N | d191e | 0.031909 | 0.065912 | 0.072992 | 3.8048 | 9.3289 | 96.797 |  | 4.4674 | 53.917 |  |  | 168.486
DE_N | d191f | 0.031909 | 0.065912 | 0.072992 | 3.8188 | 10.2988 | 85.5377 |  | 0.97771 | 15.4198 |  |  | 116.2236
DE_N | d191g | 0.031909 | 0.065912 | 0.072992 | 3.7174 | 10.435 | 84.2956 |  |  |  |  | 11.9974 | 110.6162
DE_N | d191h | 0.031909 | 0.065912 | 0.072992 | 3.7503 | 10.4135 | 88.4958 | [5 empty] | 102.8304
DE_N | d192a | 0.031909 | 0.065912 | 0.072992 | 4.4855 | 10.9553 | 97.2938 | [5 empty] | 112.9055
DE_N | d192b | 0.031909 | 0.065912 | 0.072992 | 4.7303 | 10.3735 | 94.8631 | [5 empty] | 110.1377
DE_N | d192c | 0.031909 | 0.065912 | 0.072992 | 4.4964 | 10.1299 | 93.4949 |  |  |  |  | 9.4489 | 117.7409
DE_N | d192d | 0.031909 | 0.065912 | 0.072992 | 4.1903 | 9.6042 | 89.5201 |  | 4.9954 | 25.051 |  |  | 133.5318
DE_N | d192e | 0.031909 | 0.065912 | 0.072992 | 3.3495 | 8.0818 | 79.8622 |  | 14.1165 | 77.5644 |  |  | 183.1452
DE_N | d192f | 0.031909 | 0.065912 | 0.072992 | 4.458 | 8.2838 | 62.1324 |  | 5.5467 | 27.2191 |  |  | 107.8109
DE_N | d192g | 0.031909 | 0.065912 | 0.072992 | 5.3051 | 7.9592 | 46.7646 |  |  |  |  | 20.3409 | 80.5407
DE_N | d192h | 0.031909 | 0.065912 | 0.072992 | 4.8466 | 6.9279 | 36.2621 |  |  |  |  | 14.7584 | 62.9658
DE_N | d193a | 0.031909 | 0.065912 | 0.072992 | 4.1136 | 6.5032 | 37.2443 |  |  |  |  | 7.2592 | 55.2911
DE_N | d193b | 0.031909 | 0.065912 | 0.072992 | 4.3476 | 4.6464 | 30.5407 |  |  |  |  | 16.0941 | 55.7996
DE_N | d193c | 0.031909 | 0.065912 | 0.072992 | 4.3958 | 3.9557 | 29.8566 |  |  |  |  | 28.4026 | 66.7816
DE_N | d193d | 0.031909 | 0.065912 | 0.072992 | 4.3435 | 3.408 | 30.3611 |  | 2.7501 | 16.0869 |  | 17.3211 | 74.4416
DE_N | d193e | 0.031909 | 0.065912 | 0.072992 | 3.5993 | 2.4606 | 37.68 |  | 9.7506 | 55.015 |  |  | 108.6763
DE_N | d193f | 0.031909 | 0.065912 | 0.072992 | 3.826 | 2.4796 | 44.0702 |  | 4.2632 | 19.5057 |  | 8.7731 | 83.0887
DE_N | d193g | 0.031909 | 0.065912 | 0.072992 | 4.8872 | 3.6218 | 59.4571 |  |  |  |  | 16.435 | 84.572
DE_N | d193h | 0.031909 | 0.065912 | 0.072992 | 5.1617 | 5.0457 | 62.2127 | [5 empty] | 72.5909
DE_N | d194a | 0.031909 | 0.065912 | 0.072992 | 5.3002 | 6.1127 | 57.9245 | [5 empty] | 69.5082
DE_N | d194b | 0.031909 | 0.065912 | 0.072992 | 5.7848 | 7.044 | 51.156 | [5 empty] | 64.1556
DE_N | d194c | 0.031909 | 0.065912 | 0.072992 | 6.6395 | 6.6448 | 48.9125 |  |  |  |  | 8.6508 | 71.0184
DE_N | d194d | 0.031909 | 0.065912 | 0.072992 | 6.1373 | 5.3542 | 55.5091 |  | 1.3015 | 21.4862 |  |  | 89.9591
DE_N | d194e | 0.031909 | 0.065912 | 0.072992 | 2.9884 | 3.8264 | 62.4649 |  | 4.5743 | 55.5361 |  |  | 129.5609
DE_N | d194f | 0.031909 | 0.065912 | 0.072992 | 3.0159 | 4.4546 | 65.2779 |  | 1.5893 | 14.2315 |  |  | 88.74
DE_N | d194g | 0.031909 | 0.065912 | 0.072992 | 3.2039 | 5.3093 | 63.2217 |  |  |  |  | 6.5356 | 78.4413
DE_N | d194h | 0.031909 | 0.065912 | 0.072992 | 2.8243 | 4.1173 | 54.9358 |  |  |  |  | 5.3411 | 67.3893
DE_N | d195a | 0.031909 | 0.065912 | 0.072992 | 2.5349 | 2.754 | 37.4125 |  |  |  |  | 14.6195 | 57.4917
DE_N | d195b | 0.031909 | 0.065912 | 0.072992 | 2.0967 | 3.0629 | 34.1448 |  |  |  |  | 18.3727 | 57.848
DE_N | d195c | 0.031909 | 0.065912 | 0.072992 | 2.5791 | 4.6518 | 54.5689 |  |  |  |  | 10.6298 | 72.6004
DE_N | d195d | 0.031909 | 0.065912 | 0.072992 | 2.8121 | 5.3796 | 57.4277 |  | 1.6517 | 17.2056 |  |  | 84.6475
DE_N | d195e | 0.031909 | 0.065912 | 0.072992 | 1.8605 | 3.7058 | 49.8565 |  | 5.8208 | 57.2108 |  |  | 118.6251
DE_N | d195f | 0.031909 | 0.065912 | 0.072992 | 2.5412 | 2.6144 | 51.1178 |  | 1.6454 | 20.2354 |  | 2.4364 | 80.7614
DE_N | d195g | 0.031909 | 0.065912 | 0.072992 | 4.4021 | 3.1464 | 54.1791 |  |  |  |  | 18.0204 | 79.9189
DE_N | d195h | 0.031909 | 0.065912 | 0.072992 | 5.6022 | 3.9484 | 51.2171 |  |  |  |  | 4.0618 | 65.0003
DE_N | d196a | 0.031909 | 0.065912 | 0.072992 | 5.9353 | 3.7278 | 37.294 |  |  |  |  | 10.3274 | 57.4553
DE_N | d196b | 0.031909 | 0.065912 | 0.072992 | 6.0904 | 3.6687 | 30.2885 |  |  |  |  | 17.5926 | 57.811
DE_N | d196c | 0.031909 | 0.065912 | 0.072992 | 6.36 | 4.2598 | 27.2959 |  |  |  |  | 30.6916 | 68.7781
DE_N | d196d | 0.031909 | 0.065912 | 0.072992 | 5.4124 | 4.6845 | 27.6017 |  | 2.1395 | 18.7483 |  | 7.8899 | 66.6471
DE_N | d196e | 0.031909 | 0.065912 | 0.072992 | 3.6457 | 4.334 | 30.6363 |  | 6.0567 | 56.4117 |  |  | 101.2552
DE_N | d196f | 0.031909 | 0.065912 | 0.072992 | 4.5469 | 4.6645 | 36.5564 |  | 2.5575 | 20.965 |  | 12.1032 | 81.5642
DE_N | d196g | 0.031909 | 0.065912 | 0.072992 | 5.97 | 6.328 | 42.4841 |  |  |  |  | 24.2343 | 79.1872
DE_N | d196h | 0.031909 | 0.065912 | 0.072992 | 6.8865 | 7.6561 | 46.3748 |  |  |  |  | 3.1666 | 64.2549
DE_N | d197a | 0.031909 | 0.065912 | 0.072992 | 6.5236 | 8.6065 | 64.4485 | [5 empty] | 79.7495
DE_N | d197b | 0.031909 | 0.065912 | 0.072992 | 5.7776 | 9.3875 | 91.4005 | [5 empty] | 106.7364
DE_N | d197c | 0.031909 | 0.065912 | 0.072992 | 6.5282 | 10.988 | 103.294 | [5 empty] | 120.981
DE_N | d197d | 0.031909 | 0.065912 | 0.072992 | 8.0798 | 11.8315 | 103.535 |  | 1.7575 | 18.1576 |  |  | 143.5323
DE_N | d197e | 0.031909 |  | 0.072992 | 8.0672 | 11.3331 | 99.5105 |  | 7.9561 | 54.4938 |  |  | 181.4656
DE_N | d197f | 0.031909 |  | 0.072992 | 8.8926 | 11.3624 | 104.613 |  | 3.1522 | 19.8324 |  |  | 147.9575
DE_N | d197g | 0.031909 |  | 0.072992 | 8.8971 | 10.7884 | 103.115 |  |  |  |  | 4.0068 | 126.9123
DE_N | d197h | 0.031909 |  | 0.072992 | 7.3301 | 9.8326 | 96.9651 |  |  |  |  | 0.97819 | 115.211
DE_N | d198a | 0.031909 |  | 0.072992 | 5.668 | 9.5686 | 91.6107 |  |  |  |  | 1.9954 | 108.9476
DE_N | d198b | 0.031909 |  | 0.072992 | 4.6938 | 10.3174 | 90.9762 |  |  |  |  | 3.4741 | 109.5665
DE_N | d198c | 0.031909 |  | 0.072992 | 4.0708 | 9.8917 | 87.6359 |  |  |  |  | 15.7408 | 117.4441
DE_N | d198d | 0.031909 |  | 0.072992 | 3.455 | 9.3709 | 89.5163 |  | 2.7405 | 19.4085 |  | 0.37298 | 124.9691
DE_N | d198e | 0.031909 |  | 0.072992 | 3.0055 | 7.7333 | 83.8943 |  | 8.9465 | 54.7996 |  |  | 158.4841
DE_N | d198f | 0.031909 |  | 0.072992 | 3.9946 | 6.8659 | 78.257 |  | 4.2907 | 18.5537 |  | 24.1839 | 136.2507
DE_N | d198g | 0.031909 |  | 0.072992 | 5.0139 | 7.7923 | 89.0882 |  |  |  |  | 32.4775 | 134.4768
DE_N | d198h | 0.031909 |  | 0.072992 | 4.623 | 8.8589 | 98.1308 |  |  |  |  | 11.256 | 122.9736
DE_N | d199a | 0.031909 |  | 0.072992 | 4.8142 | 10.1729 | 101.437 |  |  |  |  | 0.042727 | 116.5717
DE_N | d199b | 0.031909 |  | 0.072992 | 5.1392 | 11.0412 | 101.418 | [5 empty] | 117.7033
DE_N | d199c | 0.031909 |  | 0.072992 | 5.0252 | 10.9792 | 96.4071 |  |  |  |  | 18.8095 | 131.3259
DE_N | d199d | 0.031909 |  | 0.072992 | 5.4818 | 11.4947 | 96.0823 |  | 1.7121 | 15.1279 |  | 5.8814 | 135.8851
DE_N | d199e | 0.031909 |  | 0.072992 | 5.879 | 11.627 | 95.4287 |  | 6.3085 | 50.5329 |  |  | 169.881
DE_N | d199f | 0.031909 |  | 0.072992 | 9.2776 | 12.5183 | 103.726 |  | 2.3141 | 18.8178 |  |  | 146.7588
DE_N | d199g | 0.031909 |  | 0.072992 | 11.7814 | 13.1406 | 106.363 |  |  |  |  | 9.1065 | 140.4964
DE_N | d199h | 0.031909 |  | 0.072992 | 12.2773 | 13.2124 | 106.592 | [5 empty] | 132.1866
DE_N | d200a | 0.031909 |  | 0.072992 | 12.4238 | 13.2412 | 106.398 | [5 empty] | 132.1679
DE_N | d200b | 0.031909 |  | 0.072992 | 12.3093 | 13.2314 | 105.58 | [5 empty] | 131.2256
DE_N | d200c | 0.031909 |  | 0.072992 | 11.8824 | 13.3574 | 105.553 |  |  |  |  | 1.2752 | 132.173
DE_N | d200d | 0.031909 |  | 0.072992 | 10.5949 | 13.085 | 105.885 |  | 1.4983 | 18.1438 |  |  | 149.3119
DE_N | d200e | 0.031909 |  | 0.072992 | 8.8435 | 12.6676 | 103.856 |  | 10.4765 | 55.3277 |  |  | 191.2762
DE_N | d200f | 0.031909 |  | 0.072992 | 9.9638 | 12.366 | 100.844 |  | 5.134 | 20.9789 |  |  | 149.3916
DE_N | d200g | 0.031909 |  | 0.072992 | 11.2783 | 12.7848 | 97.6913 |  |  |  |  | 17.8193 | 139.6786
DE_N | d200h | 0.031909 |  | 0.072992 | 11.364 | 12.737 | 94.3968 |  |  |  |  | 5.8917 | 124.4944
DE_N | d201a | 0.031909 |  | 0.072992 | 11.3374 | 12.7101 | 94.1484 | [5 empty] | 118.3008
DE_N | d201b | 0.031909 |  | 0.072992 | 10.7779 | 12.2596 | 94.5956 | [5 empty] | 117.738
DE_N | d201c | 0.031909 |  | 0.072992 | 10.6102 | 12.0756 | 91.2934 |  |  |  |  | 10.7676 | 124.8517
DE_N | d201d | 0.031909 |  | 0.072992 | 10.0499 | 11.5367 | 87.8499 |  | 2.8802 | 30.1724 |  |  | 142.594
DE_N | d201e | 0.031909 |  | 0.072992 | 8.0235 | 10.2476 | 78.1347 |  | 10.2014 | 87.6751 |  |  | 194.3872
DE_N | d201f | 0.031909 |  | 0.072992 | 9.233 | 10.5126 | 76.8505 |  | 4.6547 | 34.6198 |  |  | 135.9755
DE_N | d201g | 0.031909 |  | 0.072992 | 10.1067 | 11.0949 | 79.7743 |  |  |  |  | 13.0156 | 114.0964
DE_N | d201h | 0.031909 |  | 0.072992 | 10.0007 | 10.9871 | 77.1448 |  |  |  |  | 1.4258 | 99.6633
DE_N | d202a | 0.031909 |  | 0.072992 | 9.3813 | 10.5453 | 66.3786 |  |  |  |  | 0.044078 | 86.4542
DE_N | d202b | 0.031909 |  | 0.072992 | 9.3362 | 10.804 | 66.2142 |  |  |  |  | 2.061 | 88.5204
DE_N | d202c | 0.031909 |  | 0.072992 | 9.6667 | 11.133 | 70.8807 |  |  |  |  | 14.1565 | 105.9418
DE_N | d202d | 0.031909 |  | 0.072992 | 8.0911 | 9.8668 | 66.3136 |  | 3.9383 | 28.6228 |  |  | 116.9376
DE_N | d202e | 0.031909 |  | 0.072992 | 3.9198 | 7.1329 | 60.1833 |  | 9.849 | 67.7177 |  |  | 148.9076
DE_N | d202f | 0.031909 | 0.065912 | 0.072992 | 5.0432 | 7.9441 | 63.3402 |  | 2.5829 | 19.6864 |  | 7.9461 | 106.7137
DE_N | d202g | 0.031909 | 0.065912 | 0.072992 | 5.6978 | 8.2726 | 66.3977 |  |  |  |  | 19.3557 | 99.8946
DE_N | d202h | 0.031909 | 0.065912 | 0.072992 | 4.5198 | 7.6454 | 59.0252 |  |  |  |  | 14.8305 | 86.1917
DE_N | d203a | 0.031909 | 0.065912 | 0.072992 | 3.8089 | 7.991 | 64.0472 |  |  |  |  | 0.24763 | 76.2655
DE_N | d203b | 0.031909 | 0.065912 | 0.072992 | 3.4527 | 7.4736 | 65.0906 |  |  |  |  | 0.30793 | 76.4957
DE_N | d203c | 0.031909 | 0.065912 | 0.072992 | 3.0123 | 6.8454 | 59.6444 |  |  |  |  | 16.9328 | 86.6057
DE_N | d203d | 0.031909 | 0.065912 | 0.072992 | 2.5056 | 6.491 | 59.7323 |  | 6.1467 | 26.2393 |  |  | 101.2857
DE_N | d203e | 0.031909 | 0.019774 | 0.072992 | 1.2064 | 4.9705 | 54.0339 |  | 15.9957 | 71.9913 |  |  | 148.3224
DE_N | d203f | 0.031909 | 0.065912 | 0.072992 | 1.8528 | 5.2395 | 54.2785 |  | 6.2324 | 28.734 |  |  | 96.508
DE_N | d203g | 0.031909 | 0.065912 | 0.072992 | 2.6242 | 6.2611 | 54.7027 |  |  |  | 18.567 | 3.9703 | 86.2961
DE_N | d203h | 0.031909 | 0.065912 | 0.072992 | 2.4664 | 4.8026 | 42.6217 |  |  |  | 18.567 |  | 68.6285
DE_N | d204a | 0.031909 | 0.065912 | 0.072992 | 2.5908 | 4.0099 | 35.62 |  |  |  | 18.567 |  | 60.9585
DE_N | d204b | 0.031909 | 0.065912 | 0.072992 | 2.0863 | 3.3983 | 30.4872 |  |  |  | 18.567 |  | 54.7096
DE_N | d204c | 0.031909 | 0.065912 | 0.072992 | 2.0219 | 2.6158 | 21.0319 |  |  |  | 18.567 | 11.2107 | 55.6181
DE_N | d204d | 0.031909 | 0.065912 | 0.072992 | 1.6125 | 1.5083 | 12.4899 |  | 2.2982 | 17.3863 | 18.567 | 8.8243 | 62.8574
DE_N | d204e | 0.031909 | 0.065912 | 0.072992 | 0.7542 | 0.79319 | 8.9356 |  | 5.1478 | 49.6226 | 18.567 |  | 83.9912
DE_N | d204f | 0.031909 | 0.065912 | 0.072992 | 1.1834 | 1.0861 | 9.3713 |  | 2.1078 | 19.9644 | 18.567 | 22.0768 | 74.5275
DE_N | d204g | 0.031909 | 0.065912 | 0.072992 | 1.4593 | 1.0919 | 7.7164 |  |  |  | 18.567 | 40.7457 | 69.7511
DE_N | d204h | 0.031909 | 0.065912 | 0.072992 | 1.0481 | 1.3711 | 11.3663 |  |  |  | 18.567 | 27.3955 | 59.9189
DE_N | d205a | 0.031909 | 0.065912 | 0.072992 | 0.99674 | 1.8187 | 14.9512 |  |  |  | 18.567 | 13.3975 | 49.902
DE_N | d205b | 0.031909 | 0.065912 | 0.072992 | 0.92731 | 2.0716 | 17.6762 |  |  |  | 18.567 | 11.4134 | 50.8263
DE_N | d205c | 0.031909 | 0.065912 | 0.072992 | 1.0513 | 2.444 | 25.771 |  |  |  | 18.567 | 9.3802 | 57.3843
DE_N | d205d | 0.031909 | 0.065912 | 0.072992 | 1.425 | 3.0917 | 40.791 |  | 2.3279 | 13.2378 |  |  | 61.0442
DE_N | d205e | 0.031909 | 0.065912 | 0.072992 | 1.5832 | 3.0742 | 49.1686 |  | 7.1413 | 41.3602 |  |  | 102.4983
DE_N | d205f | 0.031909 | 0.065912 | 0.072992 | 2.1639 | 3.451 | 45.2091 |  | 2.5501 | 16.1702 |  | 11.6235 | 81.3386
DE_N | d205g | 0.031909 | 0.065912 | 0.072992 | 4.5148 | 6.1781 | 57.8901 |  |  |  |  | 11.7977 | 80.5516
DE_N | d205h | 0.031909 |  | 0.072992 | 4.9611 | 7.7103 | 74.2631 | [5 empty] | 87.0395
DE_N | d206a | 0.031909 |  | 0.072992 | 4.7231 | 7.3364 | 73.0478 | [5 empty] | 85.2122
DE_N | d206b |  |  |  | 5.8172 | 8.195 | 83.7452 | [5 empty] | 97.7574
DE_N | d206c |  |  |  | 6.9848 | 9.55 | 90.4679 |  |  |  |  | 2.8119 | 109.8146
DE_N | d206d |  |  |  | 7.2364 | 11.1188 | 98.1805 |  | 4.6388 | 23.9253 |  |  | 145.0998
DE_N | d206e |  |  |  | 5.8749 | 11.4893 | 100.894 |  | 9.6956 | 58.7327 |  |  | 186.6865
DE_N | d206f |  |  |  | 10.2153 | 13.1846 | 105.369 |  | 2.6824 | 20.3188 |  |  | 151.7701
DE_N | d206g |  |  |  | 12.4784 | 13.6151 | 106.566 |  |  |  |  | 10.7352 | 143.3947
DE_N | d206h |  |  |  | 12.5528 | 13.6185 | 106.631 | [5 empty] | 132.8023
DE_N | d207a |  |  |  | 12.5541 | 13.618 | 105.213 | [5 empty] | 131.3851
DE_N | d207b |  |  |  | 12.5559 | 13.618 | 106.233 | [5 empty] | 132.4069
DE_N | d207c |  |  |  | 12.5356 | 13.5975 | 106.612 |  |  |  |  | 0.062321 | 132.8074
DE_N | d207d |  |  |  | 12.5491 | 13.5165 | 105.683 |  | 0.6444 | 7.0185 |  |  | 139.4115
DE_N | d207e |  |  |  | 12.546 | 13.5214 | 105.599 |  | 1.2782 | 16.7679 |  |  | 149.7125
DE_N | d207f |  |  |  | 12.4667 | 13.5692 | 106.405 |  | 0.59255 | 8.4083 |  | 5.5895 | 147.0312
DE_N | d207g |  |  |  | 12.5032 | 13.6063 | 106.631 |  |  |  |  | 7.7248 | 140.4653
DE_N | d207h |  |  |  | 12.3837 | 13.6151 | 106.531 | [5 empty] | 132.5298
DE_N | d208a |  |  |  | 11.6439 | 13.6048 | 105.259 | [5 empty] | 130.5077
DE_N | d208b |  |  |  | 11.3523 | 13.5716 | 94.9892 |  |  |  |  | 3.2309 | 123.144
DE_N | d208c |  |  |  | 11.002 | 13.5345 | 88.9697 |  |  |  |  | 18.9197 | 132.4259
DE_N | d208d |  |  |  | 10.91 | 13.5311 | 90.273 |  | 5.9573 | 35.6968 |  |  | 156.3682
DE_N | d208e |  |  |  | 10.2478 | 13.5668 | 102.002 |  | 10.7633 | 82.0395 |  |  | 218.6194
DE_N | d208f |  |  |  | 10.9885 | 13.557 | 106.531 |  | 2.3755 | 24.8704 |  |  | 158.3224
DE_N | d208g |  |  |  | 11.3757 | 13.5297 | 105.931 |  |  |  |  | 12.3875 | 143.2239
DE_N | d208h |  |  |  | 11.3518 | 13.5692 | 105.159 |  |  |  |  | 1.5863 | 131.6663
DE_N | d209a |  |  |  | 11.4875 | 13.5038 | 104.548 | [5 empty] | 129.5393
DE_N | d209b |  |  |  | 11.9892 | 13.4506 | 102.629 | [5 empty] | 128.0688
DE_N | d209c |  |  |  | 12.3585 | 13.3935 | 100.948 |  |  |  |  | 9.5906 | 136.2906
DE_N | d209d |  |  |  | 12.5045 | 13.2202 | 96.8772 |  | 5.2885 | 32.9312 |  |  | 160.8216
DE_N | d209e |  |  |  | 12.5555 | 13.0454 | 98.7652 |  | 13.5821 | 84.7774 |  |  | 222.7256
DE_N | d209f |  |  |  | 12.5568 | 12.4763 | 95.2567 |  | 6.1562 | 32.5698 |  |  | 159.0158
DE_N | d209g |  |  |  | 12.5577 | 12.2 | 86.9938 |  |  |  |  | 15.4531 | 127.2046
DE_N | d209h |  |  |  | 12.4838 | 12.1849 | 77.6646 | [5 empty] | 102.3333
DE_N | d210a |  |  |  | 12.042 | 11.4093 | 74.8402 | [5 empty] | 98.2915
DE_N | d210b |  |  |  | 11.8594 | 9.2357 | 69.1724 | [5 empty] | 90.2675
DE_N | d210c |  |  |  | 11.4118 | 7.5722 | 58.8647 |  |  |  |  | 19.3583 | 97.207
DE_N | d210d |  |  |  | 10.3474 | 6.4651 | 57.9933 |  | 0.82216 | 15.3572 |  | 11.5453 | 102.5305
DE_N | d210e |  |  |  | 8.6952 | 5.3263 | 58.4596 |  | 2.2919 | 42.5485 |  |  | 117.3215
DE_N | d210f |  |  |  | 8.2656 | 5.3468 | 61.3833 |  | 0.89306 | 15.1418 |  | 20.1367 | 111.1673
DE_N | d210g |  |  |  | 7.547 | 5.1189 | 65.3161 |  |  |  |  | 29.681 | 107.663
DE_N | d210h |  |  |  | 6.2279 | 5.7793 | 65.5836 |  |  |  |  | 16.1803 | 93.7711
DE_N | d211a |  |  |  | 5.2204 | 6.0961 | 57.6952 |  |  |  |  | 14.2911 | 83.3028
DE_N | d211b |  |  |  | 6.3965 | 6.696 | 55.1804 |  |  |  |  | 13.5875 | 81.8604
DE_N | d211c |  |  |  | 7.6006 | 6.9474 | 68.473 |  |  |  |  | 5.1356 | 88.1567
DE_N | d211d |  |  |  | 6.113 | 6.4017 | 79.9883 |  | 0.74598 | 6.3652 |  |  | 99.6142
DE_N | d211e |  |  |  | 4.8318 | 6.0122 | 85.8358 |  | 2.3025 | 17.0458 |  |  | 116.028
DE_N | d211f |  |  |  | 5.4084 | 6.9035 | 89.5774 |  | 0.86872 | 8.7071 |  | 0.48393 | 111.9489
DE_N | d211g |  |  |  | 7.2021 | 9.7502 | 90.0093 |  |  |  |  | 4.4871 | 111.4486
DE_N | d211h |  |  |  | 8.8309 | 11.8051 | 92.3942 | [5 empty] | 113.0302
DE_N | d212a |  |  |  | 9.343 | 12.1678 | 92.6158 | [5 empty] | 114.1266
DE_N | d212b |  |  |  | 9.6396 | 12.0634 | 86.8257 | [5 empty] | 108.5287
DE_N | d212c |  |  |  | 10.0034 | 10.8318 | 77.978 | [5 empty] | 98.8132
DE_N | d212d |  |  |  | 10.0706 | 8.0422 | 55.7193 |  | 4.1986 | 23.1053 |  | 3.4888 | 104.6249
DE_N | d212e |  |  |  | 9.2312 | 4.2222 | 35.7194 |  | 11.6553 | 63.1453 |  |  | 123.9734
DE_N | d212f |  |  |  | 6.8464 | 1.8905 | 28.6642 |  | 3.8791 | 29.5818 |  | 35.735 | 106.597
DE_N | d212g |  |  |  | 4.765 | 3.0815 | 40.856 |  |  |  |  | 44.2113 | 92.9138
DE_N | d212h |  |  |  | 3.4573 | 6.4602 | 66.7684 |  |  |  |  | 18.0827 | 94.7686
DE_N | d213a |  |  |  | 3.2828 | 9.3318 | 78.1385 | [5 empty] | 90.7531
DE_N | d213b |  |  |  | 4.6064 | 11.6426 | 92.9254 | [5 empty] | 109.1744
DE_N | d213c |  |  |  | 6.8401 | 12.7496 | 101.292 |  |  |  |  | 0.36904 | 121.2507
DE_N | d213d |  |  |  | 8.5433 | 13.1685 | 104.464 |  | 8.2269 | 38.6293 |  |  | 173.032
DE_N | d213e |  |  |  | 10.1179 | 13.1587 | 105.668 |  | 19.1806 | 94.1446 |  |  | 242.2698
DE_N | d213f |  |  |  | 11.3243 | 13.5043 | 106.432 |  | 8.3994 | 44.0009 |  |  | 183.6609
DE_N | d213g |  |  |  | 12.1128 | 13.5594 | 105.84 |  |  |  |  | 13.1598 | 144.672
DE_N | d213h |  |  |  | 11.7467 | 13.496 | 106.306 |  |  |  |  | 1.9526 | 133.5013
DE_N | d214a |  |  |  | 11.1187 | 13.2651 | 104.456 | [5 empty] | 128.8398
DE_N | d214b |  |  |  | 10.8455 | 13.393 | 104.98 | [5 empty] | 129.2185
DE_N | d214c |  |  |  | 11.2738 | 13.579 | 106.592 |  |  |  |  | 4.5527 | 135.9975
DE_N | d214d |  |  |  | 11.2008 | 13.6009 | 106.627 |  | 2.3638 | 22.2853 |  |  | 156.0779
DE_N | d214e |  |  |  | 10.6977 | 13.5912 | 106.631 |  | 7.1889 | 43.0697 |  |  | 181.1785
DE_N | d214f |  |  |  | 11.8256 | 13.6117 | 106.631 |  | 3.6929 | 16.6706 |  |  | 152.4318
DE_N | d214g |  |  |  | 12.5658 | 13.6112 | 106.631 |  |  |  |  | 10.2141 | 143.0221
DE_N | d214h |  |  |  | 12.5766 | 13.6053 | 106.631 |  |  |  |  | 0.70591 | 133.5188
DE_N | d215a |  |  |  | 12.5622 | 13.5165 | 105.878 | [5 empty] | 131.9567
DE_N | d215b |  |  |  | 12.5487 | 13.5399 | 106.501 | [5 empty] | 132.5896
DE_N | d215c |  |  |  | 12.4482 | 13.5917 | 104.089 |  |  |  |  | 4.0178 | 134.1467
DE_N | d215d |  |  |  | 12.0339 | 13.311 | 93.0783 |  | 3.5754 | 26.1003 |  |  | 148.0989
DE_N | d215e |  |  |  | 12.092 | 13.372 | 97.8442 |  | 12.9525 | 78.8082 |  |  | 215.0689
DE_N | d215f |  |  |  | 11.941 | 13.0889 | 101.433 |  | 4.6378 | 37.7329 |  |  | 168.8336
DE_N | d215g |  |  |  | 12.0384 | 12.2147 | 88.8933 |  |  |  |  | 21.0531 | 134.1995
DE_N | d215h |  |  |  | 11.698 | 11.2106 | 81.3565 |  |  |  |  | 19.7071 | 123.9722
DE_N | d216a |  |  |  | 11.1647 | 12.469 | 93.7777 | [5 empty] | 117.4114
DE_N | d216b |  |  |  | 11.7995 | 13.537 | 101.941 | [5 empty] | 127.2775
DE_N | d216c |  |  |  | 12.4509 | 13.4389 | 80.1182 |  |  |  |  | 21.8321 | 127.8401
DE_N | d216d |  |  |  | 12.5757 | 13.2817 | 82.0177 |  | 1.2814 | 13.2795 |  | 7.8465 | 130.2825
DE_N | d216e |  |  |  | 12.5775 | 13.2275 | 78.4022 |  | 4.2251 | 35.9748 |  |  | 144.4071
DE_N | d216f |  |  |  | 12.5775 | 13.2339 | 72.6044 |  | 5.1753 | 18.9637 |  | 14.8059 | 137.3607
DE_N | d216g |  |  |  | 12.5775 | 13.4833 | 70.7164 |  |  |  |  | 38.6907 | 135.4679
DE_N | d216h |  |  |  | 12.5771 | 13.4804 | 69.78 |  |  |  |  | 23.2083 | 119.0458
DE_N | d217a |  |  |  | 12.5762 | 13.5311 | 75.6008 |  |  |  |  | 5.6567 | 107.3648
DE_N | d217b |  |  |  | 12.5775 | 13.6053 | 86.776 | [5 empty] | 112.9588
DE_N | d217c |  |  |  | 12.5739 | 13.6053 | 93.7815 | [5 empty] | 119.9607
DE_N | d217d |  |  |  | 12.3616 | 13.4804 | 91.7177 |  |  | 6.2263 |  |  | 123.786
DE_N | d217e |  |  |  | 12.3467 | 13.4691 | 95.9982 |  | 1.1396 | 13.8423 |  |  | 136.7959
DE_N | d217f |  |  |  | 12.5491 | 13.4438 | 87.5747 |  | 3.1183 | 13.62 |  |  | 130.3059
DE_N | d217g |  |  |  | 12.4928 | 13.2138 | 76.9919 |  |  |  |  | 22.0252 | 124.7237
DE_N | d217h |  |  |  | 12.5221 | 13.1714 | 78.02 |  |  |  |  | 10.6556 | 114.3691
DE_N | d218a |  |  |  | 12.5009 | 13.5345 | 92.8107 | [5 empty] | 118.8461
DE_N | d218b |  |  |  | 12.5383 | 13.5536 | 99.2735 | [5 empty] | 125.3654
DE_N | d218c |  |  |  | 12.5081 | 13.5633 | 104.884 | [5 empty] | 130.9554
DE_N | d218d |  |  |  | 12.5226 | 13.2295 | 100.244 |  | 1.7946 | 14.3357 |  |  | 142.1264
DE_N | d218e |  |  |  | 12.5464 | 13.127 | 94.4656 |  | 11.1135 | 52.4647 |  |  | 183.7172
DE_N | d218f |  |  |  | 12.5694 | 13.3617 | 100.393 |  | 5.9477 | 30.7005 |  |  | 162.9723
DE_N | d218g |  |  |  | 12.5613 | 13.1045 | 105.454 |  |  |  |  | 2.033 | 133.1528
DE_N | d218h |  |  |  | 12.5131 | 13.0108 | 104.116 | [5 empty] | 129.6399
DE_N | d219a |  |  |  | 12.2403 | 12.0004 | 99.8048 | [5 empty] | 124.0455
DE_N | d219b |  |  |  | 11.6025 | 11.2096 | 94.9586 | [5 empty] | 117.7707
DE_N | d219c |  |  |  | 10.1986 | 10.4452 | 79.5946 |  |  |  |  | 24.9675 | 125.2059
DE_N | d219d |  |  |  | 9.439 | 6.6735 | 53.6058 |  | 9.3316 | 60.6506 |  |  | 139.7006
DE_N | d219e |  |  |  | 8.9855 | 4.127 | 40.7795 |  | 21.2535 | 130.953 |  |  | 206.0985
DE_N | d219f |  |  |  | 8.3278 | 3.1864 | 40.4509 |  | 10.5834 | 56.1615 |  |  | 118.71
DE_N | d219g | 0.031909 |  |  | 7.3644 | 2.8535 | 38.7348 |  |  |  |  | 39.832 | 88.8166
DE_N | d219h | 0.031909 |  |  | 6.493 | 3.4642 | 49.2489 |  |  |  |  | 29.0932 | 88.3312
DE_N | d220a | 0.031909 |  |  | 5.6635 | 5.0852 | 65.9429 |  |  |  |  | 5.9244 | 82.6479
DE_N | d220b | 0.031909 |  |  | 5.4841 | 8.012 | 72.6044 | [5 empty] | 86.1324
DE_N | d220c | 0.031909 |  |  | 4.9499 | 9.6813 | 76.2085 |  |  |  |  | 15.3845 | 106.2561
DE_N | d220d | 0.031909 |  |  | 3.8017 | 11.3951 | 92.5317 |  | 2.0919 | 27.0732 |  |  | 136.9255
DE_N | d220e | 0.031909 |  |  | 3.1543 | 11.442 | 96.0785 |  | 2.4993 | 50.4148 |  |  | 163.6208
DE_N | d220f | 0.031909 |  |  | 4.2678 | 11.4776 | 92.9904 |  | 1.1237 | 19.1583 |  |  | 129.0497
DE_N | d220g | 0.031909 |  |  | 6.9573 | 11.3575 | 87.6894 |  |  |  |  | 6.6375 | 112.6737
DE_N | d220h | 0.031909 |  |  | 8.3386 | 11.3234 | 78.3869 |  |  |  |  | 1.2437 | 99.3245
DE_N | d221a | 0.031909 |  |  | 8.601 | 10.3569 | 65.962 |  |  |  |  | 1.6276 | 86.5794
DE_N | d221b | 0.031909 |  |  | 8.5523 | 9.2274 | 58.5513 |  |  |  |  | 6.0681 | 82.431
DE_N | d221c | 0.031909 |  |  | 8.7231 | 8.3166 | 54.76 |  |  |  |  | 16.2982 | 88.1298
DE_N | d221d | 0.031909 |  |  | 7.8567 | 7.5102 | 52.4096 |  | 1.9343 | 10.8682 |  | 6.9219 | 87.5328
DE_N | d221e | 0.031909 |  |  | 6.1134 | 6.2011 | 47.7354 |  | 7.1667 | 34.446 |  |  | 101.6944
DE_N | d221f | 0.031909 |  |  | 6.4596 | 6.0824 | 45.3429 |  | 3.9711 | 20.7149 |  |  | 82.6029
DE_N | d221g | 0.031909 |  | 0.072992 | 7.1444 | 5.8159 | 44.7428 |  |  |  |  | 6.7556 | 64.5637
DE_N | d221h | 0.031909 |  | 0.072992 | 6.914 | 4.4404 | 31.4274 |  |  |  |  | 9.3756 | 52.2624
DE_N | d222a | 0.031909 |  | 0.072992 | 5.1095 | 2.9204 | 17.531 |  |  |  |  | 17.2524 | 42.9182
DE_N | d222b | 0.031909 |  | 0.072992 | 4.1547 | 2.1321 | 10.5752 |  |  |  |  | 26.9014 | 43.8683
DE_N | d222c | 0.031909 |  | 0.072992 | 3.5041 | 1.7919 | 9.612 |  |  |  |  | 37.5912 | 52.6042
DE_N | d222d | 0.031909 |  | 0.072992 | 3.5587 | 1.8837 | 13.5753 |  | 1.3131 | 9.805 |  | 28.926 | 59.1667
DE_N | d222e | 0.031909 |  | 0.072992 | 5.2037 | 3.2723 | 27.5749 |  | 3.7109 | 28.6089 |  |  | 68.4756
DE_N | d222f | 0.031909 |  | 0.072992 | 6.2622 | 4.6117 | 51.0299 |  | 2.3099 | 21.1874 |  |  | 85.506
DE_N | d222g | 0.031909 |  | 0.072992 | 7.1931 | 6.5832 | 74.0797 |  |  |  |  | 1.7514 | 89.7123
DE_N | d222h | 0.031909 |  |  | 7.5903 | 7.1724 | 74.7944 | [5 empty] | 89.589
DE_N | d223a | 0.031909 |  |  | 6.6436 | 7.0772 | 69.4628 | [5 empty] | 83.2155
DE_N | d223b | 0.031909 |  |  | 6.31 | 6.0546 | 57.9436 |  |  |  |  | 1.436 | 71.7761
DE_N | d223c | 0.031909 |  |  | 7.5573 | 6.0927 | 60.5693 |  |  |  |  | 11.7897 | 86.0409
DE_N | d223d | 0.031909 |  |  | 8.2805 | 5.0154 | 66.2219 |  | 5.3774 | 40.8669 |  |  | 125.794
DE_N | d223e |  |  |  | 7.7778 | 4.8763 | 68.58 |  | 13.3969 | 94.4851 |  |  | 189.1161
DE_N | d223f | 0.031909 |  |  | 7.6903 | 4.5043 | 65.102 |  | 8.4819 | 55.4528 |  |  | 141.2633
DE_N | d223g | 0.031909 |  |  | 6.8802 | 4.9925 | 65.0027 |  |  |  |  | 34.4276 | 111.3349
DE_N | d223h | 0.031909 |  |  | 4.8678 | 4.7582 | 56.1435 |  |  |  |  | 36.4194 | 102.2208
DE_N | d224a | 0.031909 |  |  | 3.8017 | 5.383 | 59.6291 |  |  |  |  | 14.4288 | 83.2744
DE_N | d224b | 0.031909 |  |  | 4.1727 | 6.5686 | 67.8271 |  |  |  |  | 1.9904 | 80.5907
DE_N | d224c | 0.031909 |  |  | 5.9083 | 8.6792 | 78.1309 |  |  |  |  | 3.5192 | 96.2696
DE_N | d224d | 0.031909 |  |  | 7.3441 | 9.0687 | 76.4989 |  | 5.3287 | 29.5956 |  |  | 127.868
DE_N | d224e |  |  |  | 8.7069 | 10.2134 | 80.9743 |  | 15.6497 | 80.5107 |  |  | 196.055
DE_N | d224f |  |  |  | 10.1094 | 11.2116 | 89.5124 |  | 5.6155 | 34.0847 |  |  | 150.5336
DE_N | d224g |  |  |  | 11.6412 | 12.5773 | 98.9793 |  |  |  |  | 14.1147 | 137.3125
DE_N | d224h |  |  |  | 11.5303 | 12.2625 | 97.8403 |  |  |  |  | 7.1154 | 128.7485
DE_N | d225a |  |  |  | 10.9519 | 12.59 | 100.007 | [5 empty] | 123.5489
DE_N | d225b |  |  |  | 9.9232 | 12.8321 | 103.581 | [5 empty] | 126.3363
DE_N | d225c |  |  |  | 9.7974 | 12.9327 | 104.36 | [5 empty] | 127.0901
DE_N | d225d |  |  |  | 9.375 | 12.7892 | 103.959 |  | 8.2841 | 30.7839 |  |  | 165.1912
DE_N | d225e |  |  |  | 9.6383 | 12.6613 | 102.186 |  | 18.2675 | 75.9939 |  |  | 218.747
DE_N | d225f |  |  |  | 10.8406 | 12.8556 | 102.641 |  | 7.5529 | 37.1075 |  |  | 170.9976
DE_N | d225g |  |  |  | 11.1431 | 12.9303 | 103.516 |  |  |  |  | 8.2944 | 135.8838
DE_N | d225h |  |  |  | 10.9488 | 11.8129 | 100.481 |  |  |  |  | 4.4135 | 127.6562
DE_N | d226a |  |  |  | 10.7094 | 10.4413 | 92.8413 |  |  |  |  | 5.7978 | 119.7898
DE_N | d226b |  |  |  | 10.3627 | 10.4745 | 93.0553 |  |  |  |  | 5.8304 | 119.7229
DE_N | d226c |  |  |  | 9.3619 | 9.7204 | 88.2971 |  |  |  |  | 19.4769 | 126.8563
DE_N | d226d |  |  |  | 9.0175 | 8.7134 | 73.9039 |  | 5.7827 | 43.8619 |  |  | 141.2794
DE_N | d226e |  |  |  | 8.3846 | 8.2067 | 69.4322 |  | 14.8011 | 84.3952 |  |  | 185.2198
DE_N | d226f |  |  |  | 8.7037 | 7.7108 | 64.1466 |  | 8.7253 | 42.0482 |  |  | 131.3347
DE_N | d226g |  |  |  | 7.208 | 7.0465 | 62.1363 |  |  |  |  | 29.2374 | 105.6281
DE_N | d226h |  |  |  | 6.227 | 5.8345 | 56.3881 |  |  |  |  | 21.0667 | 89.5163
DE_N | d227a |  |  |  | 5.21 | 5.1784 | 50.1967 |  |  |  |  | 18.8555 | 79.4406
DE_N | d227b |  |  |  | 4.7533 | 4.8153 | 46.9634 |  |  |  |  | 22.9731 | 79.5051
DE_N | d227c |  |  |  | 4.1655 | 5.0359 | 49.7342 |  |  |  |  | 34.6696 | 93.6052
DE_N | d227d |  |  |  | 4.2133 | 4.7348 | 47.4029 |  | 9.7337 | 56.9954 |  |  | 123.08
DE_N | d227e |  |  |  | 4.6293 | 4.7616 | 43.0115 |  | 21.9021 | 121.329 |  |  | 195.6335
DE_N | d227f |  |  |  | 5.2226 | 4.9402 | 42.702 |  | 13.143 | 72.7904 |  |  | 138.7982
DE_N | d227g |  |  |  | 5.5359 | 4.9973 | 45.6639 |  |  |  |  | 41.1177 | 97.3149
DE_N | d227h |  |  |  | 4.834 | 5.0257 | 50.4757 |  |  |  |  | 28.0674 | 88.4028
DE_N | d228a |  |  |  | 3.9243 | 4.7792 | 53.5408 |  |  |  |  | 17.1513 | 79.3955
DE_N | d228b |  |  |  | 3.7548 | 4.847 | 56.755 |  |  |  |  | 16.1163 | 81.4731
DE_N | d228c |  |  |  | 3.9171 | 5.5558 | 61.9222 |  |  |  |  | 24.3495 | 95.7445
DE_N | d228d |  |  |  | 3.5465 | 5.7803 | 72.0197 |  | 12.507 | 68.6905 |  |  | 162.544
DE_N | d228e |  |  |  | 3.4762 | 5.5543 | 70.0399 |  | 24.4808 | 137.423 |  |  | 240.9742
DE_N | d228f |  |  |  | 4.1483 | 5.6426 | 67.8691 |  | 14.3852 | 75.7368 |  |  | 167.7821
DE_N | d228g |  |  |  | 6.2058 | 7.2983 | 71.4234 |  |  |  |  | 30.1949 | 115.1225
DE_N | d228h |  |  |  | 7.0101 | 7.8895 | 74.867 |  |  |  |  | 19.0899 | 108.8564
DE_N | d229a |  |  |  | 6.2622 | 7.1797 | 71.133 |  |  |  |  | 15.3216 | 99.8965
DE_N | d229b |  |  |  | 4.9282 | 6.3446 | 61.7159 |  |  |  |  | 24.5354 | 97.5241
DE_N | d229c |  |  |  | 4.5671 | 5.6295 | 50.9419 |  |  |  |  | 37.6605 | 98.799
DE_N | d229d |  |  |  | 2.8635 | 3.6482 | 42.6485 |  | 13.0774 | 80.9346 |  |  | 143.1722
DE_N | d229e |  |  |  | 1.7221 | 2.1409 | 32.6733 |  | 24.9347 | 153.871 |  |  | 215.342
DE_N | d229f |  |  |  | 2.3374 | 2.4543 | 30.5828 |  | 14.8021 | 85.8128 |  |  | 135.9894
DE_N | d229g | 0.031909 |  | 0.072992 | 5.393 | 4.561 | 33.9766 |  |  |  |  | 27.4712 | 71.5067
DE_N | d229h | 0.031909 |  | 0.072992 | 4.7659 | 3.6418 | 25.2321 |  |  |  |  | 28.52 | 62.2648
DE_N | d230a | 0.031909 |  | 0.072992 | 3.464 | 2.4084 | 17.1947 |  |  |  |  | 29.8017 | 52.9737
DE_N | d230b | 0.031909 |  | 0.072992 | 2.8018 | 1.9525 | 28.045 |  |  |  |  | 21.0114 | 53.9155
DE_N | d230c | 0.031909 |  | 0.072992 | 2.424 | 2.8848 | 43.3096 |  |  |  |  | 19.998 | 68.7213
DE_N | d230d |  |  |  | 1.6229 | 5.1511 | 63.7759 |  | 12.5113 | 72.1303 |  |  | 155.1915
DE_N | d230e |  |  |  | 1.7194 | 7.5917 | 72.9331 |  | 24.2829 | 141.856 |  |  | 248.3831
DE_N | d230f |  |  |  | 4.4454 | 11.0344 | 93.7127 |  | 12.2573 | 75.6812 |  |  | 197.131
DE_N | d230g |  |  |  | 8.1993 | 12.8331 | 103.489 |  |  |  |  | 11.2569 | 135.7783
DE_N | d230h |  |  |  | 10.9114 | 13.3754 | 106.096 | [5 empty] | 130.3828
DE_N | d231a |  |  |  | 11.4555 | 11.3107 | 91.9776 |  |  |  |  | 3.4136 | 118.1574
DE_N | d231b |  |  |  | 11.5664 | 9.4797 | 80.1259 |  |  |  |  | 17.6833 | 118.8553
DE_N | d231c |  |  |  | 9.5882 | 7.9373 | 78.7577 |  |  |  |  | 32.9683 | 129.2515
DE_N | d231d |  |  |  | 4.871 | 6.7399 | 68.7023 |  | 13.726 | 72.7765 |  |  | 166.8157
DE_N | d231e |  |  |  | 3.8021 | 7.6005 | 73.6937 |  | 23.1624 | 139.084 |  |  | 247.3427
DE_N | d231f |  |  |  | 7.4699 | 6.9689 | 53.6899 |  | 10.23 | 73.6104 |  |  | 151.9691
DE_N | d231g | 0.031909 |  |  | 10.0999 | 5.7544 | 39.117 |  |  |  |  | 29.9686 | 84.9718
DE_N | d231h | 0.031909 |  |  | 9.8163 | 3.7731 | 26.2755 |  |  |  |  | 30.9079 | 70.8048
DE_N | d232a | 0.031909 |  |  | 7.1431 | 3.3997 | 22.6714 |  |  |  |  | 28.7189 | 61.965
DE_N | d232b | 0.031909 |  |  | 4.6127 | 4.9969 | 38.666 |  |  |  |  | 19.692 | 67.9994
DE_N | d232c | 0.031909 |  |  | 3.9017 | 6.9889 | 55.104 |  |  |  |  | 17.5149 | 83.5414
DE_N | d232d | 0.031909 |  |  | 3.3775 | 7.2363 | 55.4632 |  | 6.3699 | 56.3631 |  |  | 128.8419
DE_N | d232e |  |  |  | 3.8431 | 7.4101 | 49.031 |  | 11.8637 | 97.4523 |  |  | 169.6003
DE_N | d232f | 0.031909 |  |  | 4.5058 | 6.5984 | 43.302 |  | 6.6133 | 49.4349 |  |  | 110.4863
DE_N | d232g | 0.031909 |  |  | 6.2275 | 7.1875 | 42.014 |  |  |  |  | 42.8051 | 98.266
DE_N | d232h | 0.031909 |  |  | 6.6404 | 6.1659 | 40.3935 |  |  |  |  | 34.6875 | 87.9192
DE_N | d233a | 0.031909 |  |  | 6.5282 | 5.5406 | 48.9011 |  |  |  |  | 14.1201 | 75.1219
DE_N | d233b | 0.031909 |  |  | 6.9672 | 6.7805 | 60.0839 |  |  |  |  | 3.5891 | 77.4526
DE_N | d233c | 0.031909 |  |  | 6.5584 | 6.7736 | 69.2335 |  |  |  |  | 10.6633 | 93.2607
DE_N | d233d |  |  |  | 5.2627 | 6.079 | 63.0077 |  | 3.55 | 34.0638 |  |  | 111.9633
DE_N | d233e |  |  |  | 4.5942 | 5.7783 | 57.4392 |  | 10.8341 | 68.0234 |  |  | 146.6692
DE_N | d233f |  |  |  | 5.746 | 6.4285 | 65.939 |  | 8.2502 | 46.8847 |  |  | 133.2484
DE_N | d233g |  |  |  | 7.6096 | 8.4391 | 82.1133 |  |  |  |  | 16.3441 | 114.5061
DE_N | d233h |  |  |  | 7.8918 | 8.0642 | 80.9552 |  |  |  |  | 9.9478 | 106.859
DE_N | d234a |  |  |  | 7.7918 | 6.9181 | 74.1637 |  |  |  |  | 10.7937 | 99.6673
DE_N | d234b |  |  |  | 8.0352 | 6.0214 | 66.9442 |  |  |  |  | 18.6789 | 99.6797
DE_N | d234c |  |  |  | 7.8864 | 5.7261 | 60.1871 |  |  |  |  | 33.2663 | 107.066
DE_N | d234d |  |  |  | 6.9749 | 4.0934 | 54.03 |  | 10.1199 | 68.5238 |  |  | 143.742
DE_N | d234e |  |  |  | 6.1328 | 2.7066 | 34.8977 |  | 24.466 | 137.715 |  |  | 205.9181
DE_N | d234f |  |  |  | 7.0727 | 2.5724 | 28.0947 |  | 15.6454 | 84.1798 |  |  | 137.565
DE_N | d234g |  |  |  | 8.0803 | 3.4935 | 36.2888 |  |  |  |  | 36.2871 | 84.1497
DE_N | d234h |  |  |  | 8.0009 | 3.4773 | 40.6649 |  |  |  |  | 24.0612 | 76.2044
DE_N | d235a |  |  |  | 7.5533 | 2.8779 | 37.8482 |  |  |  |  | 18.9589 | 67.2383
DE_N | d235b |  |  |  | 7.6579 | 2.5914 | 37.8978 |  |  |  |  | 19.8101 | 67.9572
DE_N | d235c |  |  |  | 8.0217 | 2.7174 | 39.8432 |  |  |  |  | 27.685 | 78.2672
DE_N | d235d |  |  |  | 7.1093 | 2.5153 | 47.5519 |  | 14.3461 | 88.2727 |  |  | 159.7952
DE_N | d235e |  |  |  | 7.5217 | 2.2473 | 50.6973 |  | 26.3473 | 161.237 |  |  | 248.0506
DE_N | d235f |  |  |  | 7.7273 | 2.9746 | 54.1906 |  | 16.0973 | 95.8749 |  |  | 176.8647
DE_N | d235g |  |  |  | 7.5628 | 4.7709 | 65.4231 |  |  |  |  | 44.2113 | 121.968
DE_N | d235h |  |  |  | 6.8428 | 7.2588 | 79.9959 |  |  |  |  | 31.4096 | 125.5071
DE_N | d236a |  |  |  | 5.9304 | 9.9732 | 88.0334 |  |  |  |  | 14.2782 | 118.2152
DE_N | d236b |  |  |  | 5.9178 | 11.2911 | 93.4605 |  |  |  |  | 7.8032 | 118.4726
DE_N | d236c |  |  |  | 6.5642 | 11.9677 | 98.5397 |  |  |  |  | 11.5722 | 128.6438
DE_N | d236d |  |  |  | 4.8521 | 11.6851 | 101.888 |  | 5.3361 | 46.6415 |  |  | 170.4028
DE_N | d236e |  |  |  | 3.7124 | 10.0015 | 98.7538 |  | 7.7391 | 73.0823 |  |  | 193.2891
DE_N | d236f |  |  |  | 4.1073 | 9.6111 | 91.9508 |  | 3.4114 | 38.8308 |  |  | 147.9114
DE_N | d236g | 0.031909 |  | 0.072992 | 7.533 | 11.2716 | 83.6764 |  |  |  |  | 11.5955 | 114.1814
DE_N | d236h | 0.031909 |  | 0.072992 | 8.8061 | 10.9675 | 74.2631 |  |  |  |  | 1.1789 | 95.3205
DE_N | d237a | 0.031909 |  | 0.072992 | 7.9446 | 8.9853 | 62.7057 | [5 empty] | 79.7405
DE_N | d237b | 0.031909 |  | 0.072992 | 7.9505 | 7.9929 | 59.4839 | [5 empty] | 75.5322
DE_N | d237c | 0.031909 |  | 0.072992 | 8.3188 | 7.1216 | 61.2725 |  |  |  |  | 15.6558 | 92.4736
DE_N | d237d | 0.031909 |  | 0.072992 | 7.3775 | 5.9726 | 54.4963 |  | 1.6316 | 21.0345 |  | 5.279 | 95.8964
DE_N | d237e | 0.031909 |  | 0.072992 | 5.9087 | 4.561 | 43.4549 |  | 4.9817 | 51.7629 |  |  | 110.7741
DE_N | d237f | 0.031909 |  | 0.072992 | 5.4877 | 3.9889 | 33.4989 |  | 4.0484 | 30.9299 |  |  | 78.0587
DE_N | d237g | 0.031909 | 0.065912 | 0.072992 | 5.5679 | 3.9674 | 24.2805 |  |  |  |  | 22.4439 | 56.4306
DE_N | d237h | 0.031909 | 0.065912 | 0.072992 | 3.6989 | 2.1897 | 14.7754 |  |  |  |  | 22.6803 | 43.5151
DE_N | d238a | 0.031909 | 0.065912 | 0.072992 | 2.5362 | 1.0133 | 7.5903 |  |  |  |  | 22.2425 | 33.5532
DE_N | d238b | 0.031909 | 0.065912 | 0.072992 | 2.0715 | 0.67507 | 4.6168 |  |  |  |  | 25.4874 | 33.0216
DE_N | d238c | 0.031909 | 0.065912 | 0.072992 | 1.3876 | 0.51106 | 5.278 |  |  |  |  | 33.6086 | 40.9561
DE_N | d238d | 0.031909 | 0.065912 | 0.072992 | 0.7249 | 0.30312 | 8.4043 |  | 3.7352 | 30.2697 |  | 0.33951 | 43.9476
DE_N | d238e | 0.031909 |  | 0.072992 | 0.81461 | 0.46713 | 14.6302 |  | 7.0069 | 54.8899 |  |  | 77.9136
DE_N | d238f | 0.031909 |  | 0.072992 | 0.83264 | 0.96159 | 23.4779 |  | 3.8569 | 31.0341 |  | 1.9428 | 62.2108
DE_N | d238g | 0.031909 |  | 0.072992 | 0.80244 | 2.4772 | 39.1285 |  |  |  |  | 20.9632 | 63.4762
DE_N | d238h | 0.031909 |  | 0.072992 | 1.2826 | 5.3356 | 66.069 | [5 empty] | 72.7921
DE_N | d239a | 0.031909 |  | 0.072992 | 1.8983 | 7.5204 | 86.1683 | [5 empty] | 95.692
DE_N | d239b |  |  |  | 3.1358 | 9.5281 | 97.6416 | [5 empty] | 110.3055
DE_N | d239c |  |  |  | 4.9264 | 11.462 | 104.131 | [5 empty] | 120.5194
DE_N | d239d |  |  |  | 5.7158 | 12.4207 | 106.271 |  | 3.1003 | 29.7346 |  |  | 157.2424
DE_N | d239e |  |  |  | 6.3722 | 12.6447 | 106.241 |  | 6.1054 | 53.6391 |  |  | 185.0023
DE_N | d239f |  |  |  | 7.0317 | 13.0308 | 106.245 |  | 1.9575 | 22.5147 |  |  | 150.7797
DE_N | d239g |  |  |  | 9.357 | 13.2793 | 106.417 |  |  |  |  | 10.9059 | 139.9592
DE_N | d239h |  |  |  | 10.7319 | 13.1792 | 105.687 |  |  |  |  | 2.6133 | 132.2114
DE_N | d240a |  |  |  | 11.0822 | 13.1455 | 100.676 |  |  |  |  | 0.24521 | 125.1489
DE_N | d240b |  |  |  | 11.2139 | 13.2402 | 101.227 |  |  |  |  | 0.23799 | 125.9191
DE_N | d240c |  |  |  | 11.304 | 13.1811 | 102.912 |  |  |  |  | 5.8679 | 133.265
DE_N | d240d |  |  |  | 9.9638 | 11.8266 | 102.591 |  | 8.5041 | 38.1707 |  |  | 171.0562
DE_N | d240e |  |  |  | 6.9528 | 9.2913 | 99.1321 |  | 16.6813 | 80.3717 |  |  | 212.4292
DE_N | d240f |  |  |  | 5.9394 | 9.0043 | 90.0284 |  | 8.5137 | 54.4313 |  |  | 167.9171
DE_N | d240g | 0.031909 |  | 0.072992 | 7.2742 | 9.5305 | 79.1666 |  |  |  |  | 5.43 | 101.5063
DE_N | d240h | 0.031909 |  | 0.072992 | 6.9001 | 7.5644 | 63.7338 |  |  |  |  | 4.5388 | 82.842
DE_N | d241a | 0.031909 |  | 0.072992 | 5.0085 | 3.8273 | 31.156 |  |  |  |  | 24.2212 | 64.3179
DE_N | d241b | 0.031909 |  | 0.072992 | 3.1372 | 1.4839 | 10.2656 |  |  |  |  | 40.9862 | 55.9778
DE_N | d241c | 0.031909 |  | 0.072992 | 1.8596 | 0.9162 | 7.7279 |  |  |  |  | 44.2113 | 54.8198
DE_N | d241d | 0.031909 |  | 0.072992 | 0.81191 | 0.493 | 11.3281 |  | 3.3384 | 23.5917 |  | 7.4147 | 47.0827
DE_N | d241e | 0.031909 |  | 0.072992 | 0.22631 | 0.40319 | 13.6594 |  | 8.3137 | 52.6384 |  |  | 75.3459
DE_N | d241f | 0.031909 |  | 0.072992 | 1.0238 | 2.0379 | 31.1255 |  | 7.1794 | 30.4156 |  | 15.3802 | 87.2673
DE_N | d241g | 0.031909 |  | 0.072992 | 5.5761 | 6.5237 | 65.9276 |  |  |  |  | 5.3983 | 83.5306
DE_N | d241h | 0.031909 |  | 0.072992 | 6.8595 | 7.7425 | 72.3827 | [5 empty] | 87.0896
DE_N | d242a | 0.031909 |  | 0.072992 | 7.7273 | 8.1848 | 69.9711 | [5 empty] | 85.9881
DE_N | d242b | 0.031909 |  | 0.072992 | 8.3819 | 9.7292 | 75.6428 | [5 empty] | 93.8588
DE_N | d242c | 0.031909 |  | 0.072992 | 8.5852 | 9.9893 | 79.7628 | [5 empty] | 98.4422
DE_N | d242d | 0.031909 |  | 0.072992 | 5.8042 | 8.1223 | 79.1207 |  | 4.9499 | 26.8925 |  |  | 124.9945
DE_N | d242e |  |  | 0.021898 | 4.1037 | 6.3553 | 72.9102 |  | 13.07 | 58.7396 |  |  | 155.2007
DE_N | d242f | 0.031909 |  | 0.072992 | 4.0924 | 5.65 | 67.3493 |  | 8.7401 | 33.6886 |  |  | 119.6253
DE_N | d242g | 0.031909 |  | 0.072992 | 6.1459 | 6.5754 | 63.6918 |  | 0.3386 |  |  | 3.7951 | 80.6517
DE_N | d242h | 0.031909 |  | 0.072992 | 5.407 | 5.1438 | 52.2911 | [5 empty] | 62.9468
DE_N | d243a | 0.031909 |  | 0.072992 | 4.2691 | 3.7653 | 39.8738 |  |  |  |  | 1.279 | 49.2921
DE_N | d243b | 0.031909 |  | 0.072992 | 4.1767 | 3.3016 | 36.2315 |  |  |  |  | 5.5438 | 49.3585
DE_N | d243c | 0.031909 |  | 0.072992 | 3.3486 | 2.5729 | 28.8323 |  |  |  |  | 25.9138 | 60.7725
DE_N | d243d | 0.031909 |  | 0.072992 | 1.6716 | 1.5005 | 21.0892 |  | 3.0305 | 31.0549 |  | 9.8692 | 68.3207
DE_N | d243e | 0.031909 |  | 0.072992 | 0.91334 | 1.1461 | 16.7628 |  | 4.4864 | 58.3922 |  |  | 81.8058
DE_N | d243f | 0.031909 |  | 0.072992 | 0.82949 | 1.0763 | 13.8735 |  | 2.4146 | 31.6039 |  |  | 49.9027
DE_N | d243g | 0.031909 | 0.065912 | 0.072992 | 1.6017 | 1.4136 | 13.2658 |  |  |  | 29.6031 | 15.0434 | 61.0984
DE_N | d243h | 0.031909 | 0.065912 | 0.072992 | 1.5972 | 1.1144 | 8.8438 |  |  |  | 29.6031 | 9.1575 | 50.4868
DE_N | d244a | 0.031909 | 0.065912 | 0.072992 | 1.1946 | 0.5135 | 3.6423 |  |  |  | 29.6031 | 6.3656 | 41.4899
DE_N | d244b | 0.031909 | 0.065912 | 0.072992 | 0.9769 | 0.60624 | 3.8907 |  |  |  | 29.6031 | 6.8406 | 42.0884
DE_N | d244c | 0.031909 | 0.065912 | 0.072992 | 0.87998 | 0.62723 | 4.2499 |  |  |  | 29.6031 | 26.3417 | 61.8728
DE_N | d244d | 0.031909 | 0.065912 | 0.072992 | 0.39897 | 0.17279 | 2.4231 |  | 2.3713 | 19.0054 | 29.6031 | 10.0692 | 64.2146
DE_N | d244e | 0.031909 | 0.065912 | 0.072992 | 0.2511 |  | 1.6472 |  | 4.4737 | 37.316 | 29.6031 |  | 73.462
DE_N | d244f | 0.031909 | 0.065912 | 0.072992 | 0.29032 |  | 1.9721 |  | 2.2168 | 18.5676 | 29.6031 | 12.1978 | 65.0185
DE_N | d244g | 0.031909 | 0.065912 | 0.072992 | 0.73527 | 0.21916 | 2.4384 |  |  |  | 29.6031 | 32.0124 | 65.1791
DE_N | d244h | 0.031909 | 0.065912 | 0.072992 | 0.79027 | 0.20501 | 3.6881 |  |  |  | 29.6031 | 20.5048 | 54.9621
DE_N | d245a | 0.031909 | 0.065912 | 0.072992 | 0.56126 | 0.25919 | 5.4653 |  |  |  | 29.6031 | 5.6812 | 41.7409
DE_N | d245b | 0.031909 | 0.065912 | 0.072992 | 0.86645 | 0.50179 | 8.2667 |  |  |  | 29.6031 | 2.6008 | 42.0097
DE_N | d245c | 0.031909 | 0.065912 | 0.072992 | 1.1022 | 0.91034 | 14.2709 |  |  |  | 29.6031 | 8.8556 | 54.913
DE_N | d245d | 0.031909 |  | 0.072992 | 0.669 | 0.99283 | 20.6917 |  | 6.2652 | 27.907 |  |  | 56.6306
DE_N | d245e | 0.031909 |  | 0.021898 | 1.0572 | 1.7123 | 24.9913 |  | 15.328 | 68.7739 |  |  | 111.9165
DE_N | d245f | 0.031909 |  | 0.072992 | 1.9488 | 3.3358 | 35.7385 |  | 10.9315 | 41.7424 |  | 3.8116 | 97.6136
DE_N | d245g | 0.031909 |  | 0.072992 | 4.7862 | 6.7204 | 58.4864 |  | 0.40632 |  |  | 28.2718 | 98.7761
DE_N | d245h | 0.031909 |  | 0.072992 | 5.9899 | 8.2277 | 74.7217 |  |  |  |  | 7.6349 | 96.6791
DE_N | d246a | 0.031909 |  | 0.072992 | 5.9759 | 8.8071 | 82.033 |  |  |  |  | 4.493 | 101.414
DE_N | d246b |  |  |  | 6.511 | 10.2168 | 95.9294 | [5 empty] | 112.6572
DE_N | d246c |  |  |  | 6.5435 | 11.1403 | 100.638 | [5 empty] | 118.3218
DE_N | d246d |  |  |  | 5.1257 | 10.0025 | 98.3754 |  | 5.1795 | 22.5563 |  |  | 141.2394
DE_N | d246e |  |  |  | 4.8475 | 9.6477 | 96.9002 |  | 7.3899 | 44.0773 |  |  | 162.8627
DE_N | d246f |  |  |  | 3.7706 | 8.1028 | 96.4721 |  | 4.0981 | 22.3131 |  |  | 134.7566
DE_N | d246g |  |  |  | 4.1772 | 7.4018 | 94.7637 |  |  |  |  | 18.1008 | 124.4435
DE_N | d246h |  |  |  | 4.5982 | 8.095 | 87.0282 |  |  |  |  | 13.2268 | 112.9482
DE_N | d247a |  |  |  | 4.436 | 8.1194 | 79.0061 |  |  |  |  | 15.9726 | 107.534
DE_N | d247b |  |  |  | 3.7908 | 7.7728 | 80.7297 |  |  |  |  | 14.5276 | 106.8209
DE_N | d247c |  |  |  | 3.9851 | 9.263 | 83.7911 |  |  |  |  | 17.3637 | 114.403
DE_N | d247d |  |  |  | 3.4045 | 9.4812 | 85.2625 |  | 12.4139 | 52.8121 |  |  | 163.3742
DE_N | d247e |  |  |  | 3.8905 | 10.7469 | 89.994 |  | 16.3142 | 86.2367 |  |  | 207.1823
DE_N | d247f |  |  |  | 4.3187 | 10.9329 | 97.3053 |  | 6.9349 | 36.899 |  |  | 156.3909
DE_N | d247g |  |  |  | 7.6236 | 12.7116 | 103.13 |  | 0.38093 |  |  | 12.5448 | 136.3909
DE_N | d247h |  |  |  | 9.3894 | 13.3627 | 105.713 |  |  |  |  | 0.23188 | 128.697
DE_N | d248a |  |  |  | 10.0305 | 13.4589 | 106.329 | [5 empty] | 129.8184
DE_N | d248b |  |  |  | 11.0164 | 13.5477 | 106.562 | [5 empty] | 131.1261
DE_N | d248c |  |  |  | 11.4573 | 13.578 | 106.619 |  |  | 2.4947 |  | 2.3424 | 136.4914
DE_N | d248d |  |  |  | 10.2072 | 13.3857 | 105.969 |  | 3.9563 | 41.666 |  |  | 175.1842
DE_N | d248e |  |  |  | 9.7181 | 12.7443 | 104.383 |  | 7.9222 | 71.6647 |  |  | 206.4323
DE_N | d248f |  |  |  | 10.5516 | 12.3333 | 98.4366 |  | 4.2378 | 32.5698 |  |  | 158.1291
DE_N | d248g |  |  |  | 10.9582 | 11.8271 | 94.007 |  |  |  |  | 4.5998 | 121.3921
DE_N | d248h |  |  |  | 10.1991 | 11.5059 | 92.6999 | [5 empty] | 114.4049
DE_N | d249a |  |  |  | 8.5068 | 9.8824 | 83.2828 | [5 empty] | 101.672
DE_N | d249b | 0.031909 |  | 0.072992 | 5.971 | 8.0208 | 77.5117 |  |  |  |  | 11.142 | 102.7503
DE_N | d249c | 0.031909 |  | 0.072992 | 4.5735 | 6.102 | 71.0145 |  |  |  |  | 31.0107 | 112.8055
DE_N | d249d | 0.031909 |  | 0.072992 | 1.6721 | 3.3504 | 62.442 |  | 7.1624 | 51.7142 |  |  | 126.446
DE_N | d249e | 0.031909 |  | 0.072992 | 0.60363 | 1.8055 | 45.4881 |  | 12.9832 | 94.8325 |  |  | 155.8179
DE_N | d249f | 0.031909 |  | 0.072992 | 0.97239 | 1.7875 | 38.9145 |  | 5.9837 | 51.9227 |  |  | 99.6857
DE_N | d249g | 0.031909 | 0.065912 | 0.072992 | 2.8148 | 2.4064 | 33.7931 |  | 0.41584 | 2.5433 | 29.6429 | 0.64813 | 72.4354
DE_N | d249h | 0.031909 | 0.065912 | 0.072992 | 2.4736 | 1.6943 | 20.2216 |  |  |  | 29.6429 |  | 54.2032
DE_N | d250a | 0.031909 | 0.065912 | 0.072992 | 2.0733 | 0.99088 | 10.5943 |  |  |  | 29.6429 | 3.037 | 46.5091
DE_N | d250b | 0.031909 | 0.065912 | 0.072992 | 1.9479 | 0.80881 | 6.9367 |  |  |  | 29.6429 | 10.3041 | 49.8113
DE_N | d250c | 0.031909 | 0.065912 | 0.072992 | 1.2091 | 0.66775 | 3.6881 |  |  |  | 29.6429 | 27.0701 | 62.4487
DE_N | d250d | 0.031909 | 0.065912 | 0.072992 | 0.26598 | 0.24748 | 2.5033 |  | 4.0738 | 35.2452 | 29.6429 |  | 72.1495
DE_N | d250e | 0.031909 | 0.065912 | 0.072992 | 0.21684 | 0.20891 | 2.4766 |  | 6.2588 | 56.8703 | 29.6429 |  | 95.8452
DE_N | d250f | 0.031909 | 0.065912 | 0.072992 | 0.45442 | 0.42466 | 4.0283 |  | 2.5215 | 25.8154 | 29.6429 | 8.5686 | 71.6265
DE_N | d250g | 0.031909 | 0.065912 | 0.072992 | 0.63699 | 0.94646 | 7.0934 |  |  |  | 29.6429 | 30.4935 | 68.9841
DE_N | d250h | 0.031909 | 0.065912 | 0.072992 | 0.37868 | 0.59453 | 6.4017 |  |  |  | 29.6429 | 17.1239 | 54.3125
DE_N | d251a | 0.031909 | 0.065912 | 0.072992 | 0.21819 | 0.39489 | 4.078 |  |  |  | 29.6429 | 14.547 | 49.0517
DE_N | d251b | 0.031909 | 0.065912 | 0.072992 | 0.20241 | 0.42954 | 4.5366 |  |  |  | 29.6429 | 15.737 | 50.7192
DE_N | d251c | 0.031909 | 0.065912 | 0.072992 | 0.26553 | 0.71265 | 9.0426 |  |  |  | 29.6429 | 23.8874 | 63.7219
DE_N | d251d | 0.031909 | 0.065912 | 0.072992 | 0.28762 | 0.61112 | 9.1534 |  | 1.7798 | 21.3125 | 29.6429 | 1.4469 | 64.4051
DE_N | d251e | 0.031909 | 0.065912 | 0.072992 | 0.5279 | 0.67507 | 7.0858 |  | 4.1299 | 41.4784 | 29.6429 |  | 83.7107
DE_N | d251f | 0.031909 | 0.065912 | 0.072992 | 0.60048 | 0.58379 | 6.6883 |  | 3.5352 | 27.4623 | 29.6429 | 1.2513 | 69.9351
DE_N | d251g | 0.031909 | 0.065912 | 0.072992 | 0.9476 | 1.0036 | 11.8517 |  |  |  | 29.6429 | 20.4358 | 64.0524
DE_N | d251h | 0.031909 | 0.065912 | 0.072992 | 1.5526 | 0.87471 | 16.0749 |  |  |  | 29.6429 | 4.4885 | 52.8044
DE_N | d252a | 0.031909 | 0.065912 | 0.072992 | 1.5512 | 0.94841 | 27.3991 |  |  |  | 29.6429 |  | 59.7125
DE_N | d252b | 0.031909 | 0.065912 | 0.072992 | 1.5224 | 1.1168 | 29.9598 |  |  |  | 29.6429 |  | 62.4127
DE_N | d252c | 0.031909 | 0.065912 | 0.072992 | 1.3876 | 1.439 | 27.9609 |  |  |  | 29.6429 | 8.7858 | 69.387
DE_N | d252d | 0.031909 | 0.065912 | 0.072992 | 1.3587 | 1.3023 | 27.0169 |  | 2.6517 | 28.0391 | 20.2288 |  | 80.7683
DE_N | d252e | 0.031909 | 0.065912 | 0.072992 | 1.8614 | 1.4326 | 24.6321 |  | 3.7722 | 52.7288 | 15.3956 |  | 99.9936
DE_N | d252f | 0.031909 | 0.065912 | 0.072992 | 1.5436 | 1.2042 | 20.363 |  | 3.2908 | 33.8623 | 14.4842 |  | 74.9188
DE_N | d252g | 0.031909 | 0.065912 | 0.072992 | 1.3155 | 1.3248 | 17.9323 |  |  | 2.182 | 13.5688 | 18.8163 | 55.3104
DE_N | d252h | 0.031909 | 0.065912 | 0.072992 | 1.1419 | 1.3135 | 15.1882 |  |  |  | 12.5414 | 13.5637 | 43.9195
DE_N | d253a | 0.031909 | 0.065912 | 0.072992 | 1.1099 | 1.0865 | 9.8567 |  |  |  | 11.3624 | 14.3644 | 37.9507
DE_N | d253b | 0.031909 | 0.065912 | 0.072992 | 1.3416 | 1.0592 | 9.3827 |  |  |  | 9.9314 | 16.9019 | 38.7877
DE_N | d253c | 0.031909 | 0.065912 | 0.072992 | 1.6603 | 1.3067 | 10.7548 |  |  | 2.3557 | 7.9947 | 18.5934 | 42.8365
DE_N | d253d | 0.031909 | 0.065912 | 0.072992 | 1.1279 | 0.75805 | 11.393 |  | 6.2715 | 47.2391 | 4.5744 |  | 71.5348
DE_N | d253e | 0.031909 | 0.065912 | 0.072992 | 1.3146 | 0.52961 | 11.3281 |  | 8.1349 | 68.0026 | 3.4765 |  | 92.957
DE_N | d253f | 0.031909 | 0.065912 | 0.072992 | 0.88358 | 0.30361 | 9.0388 |  | 5.1552 | 38.6988 | 2.8392 | 4.5884 | 61.6784
DE_N | d253g | 0.031909 | 0.065912 | 0.072992 | 1.1671 | 0.72193 | 13.4072 |  | 0.41796 | 2.4808 | 2.2748 | 39.7598 | 60.4004
DE_N | d253h | 0.031909 | 0.065912 | 0.072992 | 1.2046 | 2.32 | 34.2671 |  |  |  | 1.5113 | 11.8648 | 51.3387
DE_N | d254a | 0.031909 | 0.065912 | 0.072992 | 0.84076 | 3.6658 | 54.03 | [5 empty] | 58.7073
DE_N | d254b | 0.031909 | 0.065912 | 0.072992 | 0.72896 | 4.4077 | 62.6484 | [5 empty] | 67.9559
DE_N | d254c | 0.031909 | 0.065912 | 0.072992 | 0.95616 | 5.75 | 71.8515 |  |  | 2.6823 |  | 1.7425 | 83.1533
DE_N | d254d |  |  |  | 0.88088 | 6.7438 | 85.3733 |  | 5.0462 | 49.3029 |  |  | 147.3471
DE_N | d254e |  |  |  | 0.96338 | 7.1085 | 86.7225 |  | 14.3746 | 74.0899 |  |  | 183.2588
DE_N | d254f |  |  |  | 1.5075 | 7.4433 | 82.3158 |  | 8.9909 | 33.3481 |  |  | 133.6056
DE_N | d254g |  |  |  | 3.3337 | 8.4937 | 85.981 |  | 0.53541 |  |  | 19.668 | 118.0119
DE_N | d254h |  |  |  | 3.9536 | 8.0623 | 98.7003 | [5 empty] | 110.7161
DE_N | d255a |  |  |  | 4.0244 | 9.6237 | 93.4605 | [5 empty] | 107.1086
DE_N | d255b |  |  |  | 4.3792 | 10.597 | 94.9395 | [5 empty] | 109.9156
DE_N | d255c |  |  |  | 4.1425 | 10.3584 | 83.9936 |  |  | 4.0095 |  | 13.4346 | 115.9386
DE_N | d255d |  |  |  | 3.7002 | 8.7881 | 65.7327 |  | 3.8188 | 62.7214 |  |  | 144.7612
DE_N | d255e |  |  |  | 3.51 | 7.2691 | 52.6006 |  | 6.6757 | 99.8358 |  |  | 169.8912
DE_N | d255f |  |  |  | 3.3225 | 5.2229 | 49.245 |  | 4.4579 | 62.9159 |  |  | 125.1641
DE_N | d255g | 0.031909 |  |  | 4.2971 | 4.1319 | 50.2081 |  | 0.35341 | 4.5168 |  | 28.2448 | 91.7841
DE_N | d255h | 0.031909 |  |  | 3.5231 | 3.306 | 48.5609 |  |  |  |  | 24.3901 | 79.812
DE_N | d256a | 0.031909 |  |  | 1.9714 | 3.1196 | 43.1797 |  |  |  |  | 25.5173 | 73.8198
DE_N | d256b | 0.031909 |  |  | 1.6103 | 3.7922 | 44.6702 |  |  |  |  | 24.104 | 74.2086
DE_N | d256c | 0.031909 |  |  | 1.4318 | 4.2354 | 48.0335 |  | 0.5862 | 4.0165 |  | 24.546 | 82.8813
DE_N | d256d |  |  |  | 0.85518 | 4.1407 | 50.984 |  | 10.0236 | 55.5848 |  |  | 121.5883
DE_N | d256e |  |  |  | 0.58019 | 4.3589 | 51.6108 |  | 16.5967 | 97.3898 |  |  | 170.5364
DE_N | d256f |  |  |  | 0.58064 | 4.332 | 52.7879 |  | 13.308 | 65.1466 |  |  | 136.1552
DE_N | d256g |  |  |  | 1.1946 | 5.0559 | 56.197 |  | 1.0825 | 4.5446 |  | 43.6242 | 111.6988
DE_N | d256h |  |  |  | 1.3159 | 5.9467 | 63.5886 |  |  |  |  | 31.6046 | 102.4558
DE_N | d257a |  |  |  | 1.2627 | 6.4056 | 71.4464 |  |  |  |  | 16.053 | 95.1677
DE_N | d257b |  |  |  | 1.4525 | 6.9659 | 78.1423 |  |  |  |  | 10.3928 | 96.9535
DE_N | d257c |  |  |  | 1.4475 | 8.0017 | 87.3684 |  | 0.59149 | 5.2812 |  | 8.7202 | 111.4106
DE_N | d257d |  |  |  | 1.2469 | 8.4225 | 95.6657 |  | 8.5496 | 63.4232 |  |  | 177.308
DE_N | d257e |  |  |  | 1.7433 | 8.8266 | 98.9487 |  | 17.4252 | 100.037 |  |  | 226.9808
DE_N | d257f |  |  |  | 2.0629 | 9.1732 | 96.602 |  | 10.3252 | 60.9772 |  |  | 179.1405
DE_N | d257g |  |  |  | 3.1417 | 9.14 | 87.1467 |  | 0.55128 | 4.0652 |  | 13.9513 | 117.9961
DE_N | d257h |  |  |  | 4.1217 | 8.7285 | 74.7332 |  |  |  |  | 17.5462 | 105.1297
DE_N | d258a |  |  |  | 4.1713 | 7.4458 | 68.5417 |  |  |  |  | 19.3463 | 99.5051
DE_N | d258b |  |  |  | 3.7543 | 5.8521 | 59.0902 |  |  |  |  | 30.292 | 98.9886
DE_N | d258c |  |  |  | 3.3941 | 5.3425 | 60.2291 |  |  | 4.218 |  | 38.3372 | 111.5209
DE_N | d258d |  |  |  | 3.1453 | 4.3574 | 65.8129 |  | 2.5712 | 56.3353 |  |  | 132.2222
DE_N | d258e |  |  |  | 4.9909 | 4.045 | 63.279 |  | 7.0323 | 89.7042 |  |  | 169.0514
DE_N | d258f |  |  |  | 4.8381 | 4.7274 | 63.5121 |  | 8.1677 | 52.0686 |  |  | 133.3139
DE_N | d258g |  |  |  | 5.2388 | 6.4451 | 73.0134 |  | 0.90046 | 4.2806 |  | 26.7987 | 116.6771
DE_N | d258h |  |  |  | 6.035 | 7.6747 | 81.4941 |  |  |  |  | 10.7143 | 105.918
DE_N | d259a |  |  |  | 5.916 | 8.0847 | 83.9363 |  |  |  |  | 3.1968 | 101.1338
DE_N | d259b |  |  |  | 6.7644 | 8.3029 | 75.6008 |  |  |  |  | 10.6272 | 101.2953
DE_N | d259c |  |  |  | 6.8645 | 7.9959 | 68.1481 |  | 0.57562 | 5.4271 |  | 23.3963 | 112.4075
DE_N | d259d |  |  |  | 7.4942 | 7.1446 | 64.5249 |  | 8.6311 | 74.486 |  |  | 162.2809
DE_N | d259e |  |  |  | 4.6181 | 5.9624 | 58.8418 |  | 21.0175 | 134.469 |  |  | 224.9087
DE_N | d259f |  |  |  | 4.0302 | 4.8914 | 50.812 |  | 11.5315 | 85.9518 |  |  | 157.217
DE_N | d259g |  |  |  | 3.5826 | 3.9342 | 46.906 |  | 0.81264 | 6.0664 |  | 26.1902 | 87.4921
DE_N | d259h |  |  |  | 4.8584 | 3.7776 | 49.2565 |  |  |  |  | 18.8687 | 76.7611
DE_N | d260a |  |  |  | 4.9445 | 4.0919 | 53.988 | 0.010001 |  |  |  | 8.5491 | 71.5835
DE_N | d260b |  |  |  | 3.8476 | 3.1313 | 46.241 | 0.010009 |  |  |  | 18.2249 | 71.4548
DE_N | d260c |  |  |  | 3.1065 | 2.7525 | 38.345 | 0.010017 | 0.52483 | 5.9692 |  | 23.7845 | 74.4925
DE_N | d260d |  |  |  | 2.0994 | 1.9564 | 31.565 | 0.010025 | 9.2459 | 72.297 |  |  | 117.1737
DE_N | d260e |  |  |  | 2.0863 | 1.684 | 18.7464 | 0.010034 | 16.9956 | 118.834 |  |  | 158.3564
DE_N | d260f |  |  |  | 2.0719 | 2.178 | 22.4116 | 0.010042 | 8.0365 | 67.3911 |  |  | 102.0991
DE_N | d260g |  |  |  | 5.4399 | 4.1739 | 36.3653 | 0.01005 | 0.57033 | 4.5655 |  | 34.6915 | 85.8164
DE_N | d260h |  |  |  | 7.4712 | 5.339 | 37.5577 | 0.010058 |  |  |  | 27.2526 | 77.6306
DE_N | d261a |  |  |  | 7.1967 | 5.4581 | 36.6366 | 0.010066 |  |  |  | 24.7664 | 74.0679
DE_N | d261b |  |  |  | 7.9013 | 5.8516 | 39.4266 | 0.010074 |  |  |  | 22.4384 | 75.628
DE_N | d261c |  |  |  | 8.7488 | 6.571 | 49.0883 | 0.010082 | 0.50367 | 4.8712 |  | 17.4477 | 87.2409
DE_N | d261d |  |  |  | 9.4323 | 6.7941 | 47.6857 | 0.01009 | 7.2598 | 54.8482 |  |  | 126.0302
DE_N | d261e |  |  |  | 11.0691 | 7.4052 | 52.2108 | 0.010098 | 13.8064 | 99.676 |  |  | 184.1776
DE_N | d261f |  |  |  | 11.6453 | 7.5727 | 60.5043 | 0.010106 | 10.0448 | 61.269 |  |  | 151.0462
DE_N | d261g |  |  |  | 11.7264 | 7.6547 | 65.2243 | 0.010115 | 0.95443 | 5.4202 |  | 27.6853 | 118.6754
DE_N | d261h |  |  |  | 11.7634 | 7.0816 | 56.8468 | 0.010123 |  |  |  | 26.5349 | 102.2368
DE_N | d262a |  |  |  | 11.1363 | 6.6799 | 56.4187 | 0.010131 |  |  |  | 17.3225 | 91.5675
DE_N | d262b |  |  |  | 11.0809 | 8.2033 | 67.3493 | 0.010139 |  |  |  | 2.6846 | 89.3282
DE_N | d262c |  |  |  | 10.919 | 7.479 | 59.8546 | 0.010147 | 0.94702 | 5.177 |  | 13.7217 | 98.1084
DE_N | d262d |  |  |  | 11.5542 | 7.7865 | 53.0134 | 0.010155 | 12.0912 | 64.0347 |  |  | 148.4901
DE_N | d262e |  |  |  | 11.9379 | 10.3998 | 60.6725 | 0.010163 | 17.6601 | 95.7846 |  |  | 196.4651
DE_N | d262f |  |  |  | 11.5308 | 10.0211 | 76.8047 | 0.010171 | 10.5453 | 61.3872 |  |  | 170.2993
DE_N | d262g |  |  |  | 11.2161 | 10.4335 | 86.2409 | 0.01018 | 0.99887 | 6.0317 |  | 15.938 | 130.8692
DE_N | d262h |  |  |  | 11.0827 | 10.6644 | 89.9023 | 0.010188 |  |  |  | 7.554 | 119.2135
DE_N | d263a |  |  |  | 10.4457 | 9.613 | 85.9275 | 0.010196 |  |  |  | 6.5678 | 112.5642
DE_N | d263b |  |  |  | 9.6969 | 10.3959 | 86.39 | 0.010204 |  |  |  | 6.5128 | 113.0058
DE_N | d263c |  |  |  | 8.4188 | 11.728 | 93.9841 | 0.010212 | 0.35976 | 3.2104 |  | 4.7807 | 122.492
DE_N | d263d |  |  |  | 5.9069 | 12.1546 | 95.402 | 0.01022 | 3.2918 | 30.4573 |  |  | 147.2229
DE_N | d263e |  |  |  | 3.1358 | 10.9958 | 94.458 | 0.010228 | 5.8292 | 44.3066 |  |  | 158.7357
DE_N | d263f |  |  |  | 2.6638 | 10.0665 | 97.3091 | 0.010236 | 3.932 | 25.3012 |  |  | 139.2829
DE_N | d263g |  |  |  | 5.0851 | 9.6613 | 94.4618 | 0.010245 | 0.38727 | 2.4252 |  | 16.2883 | 128.3192
DE_N | d263h |  |  |  | 5.9994 | 9.6003 | 84.7007 | 0.010253 |  |  |  | 15.764 | 116.0746
DE_N | d264a |  |  |  | 6.3888 | 8.975 | 81.8305 | 0.010261 |  |  |  | 11.5692 | 108.7738
DE_N | d264b |  |  |  | 7.6809 | 10.0406 | 84.5363 | 0.010269 |  |  |  | 7.9187 | 110.1867
DE_N | d264c |  |  |  | 8.8408 | 11.5723 | 87.204 | 0.010277 |  | 2.6128 |  | 14.6732 | 124.9134
DE_N | d264d |  |  |  | 8.711 | 11.729 | 87.6435 | 0.010285 | 3.7923 | 28.7965 |  |  | 140.6826
DE_N | d264e |  |  |  | 7.9054 | 11.7876 | 86.2486 | 0.010293 | 6.7583 | 51.8184 |  |  | 164.5285
DE_N | d264f |  |  |  | 7.6813 | 11.5084 | 86.4091 | 0.010301 | 4.1902 | 29.7972 |  |  | 139.5965
DE_N | d264g |  |  |  | 7.4537 | 11.1672 | 84.4255 | 0.010309 | 0.4878 | 3.0784 |  | 24.1486 | 130.7715
DE_N | d264h |  |  |  | 6.1842 | 10.352 | 87.5327 | 0.010318 |  |  |  | 11.6197 | 115.6989
DE_N | d265a |  |  |  | 5.5346 | 9.4768 | 90.0055 | 0.010326 |  |  |  | 3.8997 | 108.9269
DE_N | d265b |  |  |  | 5.3872 | 9.1522 | 89.4131 | 0.010334 |  |  |  | 7.4551 | 111.4179
DE_N | d265c |  |  |  | 6.0323 | 9.5827 | 93.4796 | 0.010342 | 0.60101 | 4.9477 |  | 11.194 | 125.8476
DE_N | d265d |  |  |  | 6.2351 | 8.6714 | 93.6898 | 0.01035 | 8.3751 | 52.6245 |  |  | 169.6063
DE_N | d265e |  |  |  | 7.7075 | 9.3943 | 97.0721 | 0.010358 | 20.2197 | 98.2097 |  |  | 232.6136
DE_N | d265f |  |  |  | 10.3348 | 11.5084 | 101.391 | 0.010366 | 16.839 | 64.3822 |  |  | 204.4658
DE_N | d265g |  |  |  | 10.9452 | 13.3305 | 105.969 | 0.010374 | 1.5375 | 6.2263 |  | 4.3893 | 142.4081
DE_N | d265h |  |  |  | 10.7536 | 13.3232 | 106.608 | 0.010382 |  |  |  | 0.20901 | 130.9042
DE_N | d266a |  |  |  | 9.9994 | 13.271 | 106.615 | 0.010391 |  |  |  |  | 129.8958
DE_N | d266b |  |  |  | 8.9977 | 12.3025 | 106.302 | 0.010399 |  |  |  | 0.61512 | 128.2277
DE_N | d266c |  |  |  | 8.6384 | 11.5093 | 105.033 | 0.010407 | 1.2327 | 9.1448 |  | 3.3347 | 138.9034
DE_N | d266d |  |  |  | 7.4848 | 9.366 | 103.099 | 0.010415 | 10.3622 | 92.2128 |  |  | 222.5352
DE_N | d266e |  |  |  | 9.1189 | 10.3725 | 104.108 | 0.010423 | 14.5164 | 112.643 |  |  | 250.7693
DE_N | d266f |  |  |  | 9.3714 | 10.3935 | 100.458 | 0.010431 | 10.0406 | 49.56 |  |  | 179.8339
DE_N | d266g |  |  |  | 9.4503 | 10.2973 | 95.9905 | 0.010439 | 1.129 | 4.2041 |  | 15.4943 | 136.576
DE_N | d266h |  |  |  | 9.9146 | 11.6387 | 102.889 | 0.010447 |  |  |  | 1.6175 | 126.0703
DE_N | d267a |  |  |  | 8.8926 | 11.0525 | 99.0748 | 0.010455 |  |  |  | 0.93908 | 119.9695
DE_N | d267b |  |  |  | 7.6475 | 10.004 | 93.6707 | 0.010464 |  |  |  | 8.442 | 119.7746
DE_N | d267c |  |  |  | 6.9862 | 9.3836 | 92.9751 | 0.010472 | 1.4137 | 7.5605 |  | 6.7849 | 125.1144
DE_N | d267d |  |  |  | 4.7073 | 6.8825 | 88.3506 | 0.01048 | 13.0943 | 73.4923 |  |  | 186.5375
DE_N | d267e |  |  |  | 4.4026 | 7.4731 | 78.4748 | 0.010488 | 17.6411 | 105.715 |  |  | 213.7171
DE_N | d267f |  |  |  | 4.9638 | 7.9017 | 77.1869 | 0.010496 | 10.6352 | 59.2191 |  |  | 159.9172
DE_N | d267g |  |  |  | 5.6414 | 7.6639 | 77.4926 | 0.010504 | 1.1999 | 4.9546 |  | 30.385 | 127.348
DE_N | d267h |  |  |  | 6.488 | 7.9036 | 89.8641 | 0.010512 |  |  |  | 11.9601 | 116.2264
DE_N | d268a |  |  |  | 5.851 | 7.2032 | 87.5595 | 0.01052 |  |  |  | 10.0133 | 110.6375
DE_N | d268b |  |  |  | 5.2609 | 6.1806 | 79.071 | 0.010528 |  |  |  | 21.7241 | 112.2471
DE_N | d268c |  |  |  | 5.1798 | 6.1239 | 75.4938 | 0.010537 | 1.583 | 10.0065 |  | 22.0852 | 120.4827
DE_N | d268d |  |  |  | 3.5285 | 4.5493 | 69.6883 | 0.010545 | 14.4106 | 94.2836 |  |  | 186.4708
DE_N | d268e |  |  |  | 4.5297 | 4.9017 | 63.6765 | 0.010553 | 18.1003 | 138.548 |  |  | 229.7668
DE_N | d268f |  |  |  | 3.1737 | 3.944 | 56.5907 | 0.010561 | 13.8942 | 87.8836 |  |  | 165.4967
DE_N | d268g |  |  |  | 2.7531 | 3.0737 | 51.8516 | 0.010569 | 1.4211 | 7.7203 |  | 42.4524 | 109.2827
DE_N | d268h |  |  |  | 5.1933 | 4.7411 | 68.0296 | 0.010577 |  |  |  | 20.7442 | 98.7188
DE_N | d269a |  |  |  | 5.3565 | 5.6309 | 69.2068 | 0.010585 |  |  |  | 14.9038 | 95.1086
DE_N | d269b |  |  |  | 5.9322 | 5.6915 | 62.8624 | 0.010594 |  |  |  | 22.7444 | 97.241
DE_N | d269c |  |  |  | 6.6945 | 6.9874 | 71.4884 | 0.010602 | 1.4655 | 10.8543 |  | 9.6115 | 107.1122
DE_N | d269d |  |  |  | 7.3378 | 7.1963 | 77.7143 | 0.01061 | 10.4257 | 80.747 |  |  | 183.4317
DE_N | d269e |  |  |  | 7.3703 | 7.1119 | 72.6732 | 0.010618 | 14.836 | 98.6892 |  |  | 200.6912
DE_N | d269f |  |  |  | 5.7478 | 5.7281 | 54.7371 | 0.010626 | 11.2616 | 62.5754 |  |  | 140.0606
DE_N | d269g |  |  |  | 3.3941 | 3.9157 | 46.5009 | 0.010634 | 1.0063 | 5.5522 |  | 30.4201 | 90.7999
DE_N | d269h |  |  |  | 6.4439 | 4.8987 | 52.3293 | 0.010642 |  |  |  | 15.8879 | 79.5704
DE_N | d270a |  |  |  | 8.0578 | 5.1272 | 50.2884 | 0.01065 |  |  |  | 10.4245 | 73.9085
DE_N | d270b |  |  |  | 9.7807 | 5.8008 | 42.0637 | 0.010658 |  |  |  | 16.438 | 74.0939
DE_N | d270c |  |  |  | 9.3502 | 5.2863 | 36.5067 | 0.010667 | 0.72587 | 7.22 |  | 21.882 | 80.9818
DE_N | d270d |  |  |  | 6.5737 | 3.4744 | 27.7163 | 0.010675 | 4.7584 | 51.5196 |  |  | 94.0531
DE_N | d270e |  |  |  | 7.4803 | 4.3164 | 32.5281 | 0.010683 | 7.9941 | 72.6375 |  |  | 124.9671
DE_N | d270f |  |  |  | 6.8938 | 3.2435 | 18.9871 | 0.010691 | 7.3466 | 41.9023 |  | 4.3428 | 82.7268
DE_N | d270g |  |  |  | 7.1232 | 2.3024 | 21.544 | 0.010699 | 0.91105 | 5.1005 |  | 40.1374 | 77.1294
DE_N | d270h |  |  |  | 8.2286 | 3.4061 | 34.4352 | 0.010707 |  |  |  | 28.0011 | 74.0817
DE_N | d271a |  |  |  | 8.4923 | 4.1241 | 49.6884 | 0.010715 |  |  |  | 13.4095 | 75.7251
DE_N | d271b |  |  |  | 10.1549 | 6.5735 | 63.9937 | 0.010723 |  |  |  | 4.563 | 85.2958
DE_N | d271c |  |  |  | 11.1814 | 10.1221 | 84.5325 | 0.010731 | 0.36717 | 5.6842 |  |  | 111.8982
DE_N | d271d |  |  |  | 11.093 | 12.2254 | 95.6428 | 0.01074 | 4.9457 | 59.2886 |  |  | 183.2062
DE_N | d271e |  |  |  | 9.5662 | 12.4519 | 96.5141 | 0.010748 | 11.0754 | 103.456 |  |  | 233.0743
DE_N | d271f |  |  |  | 9.7812 | 12.9556 | 97.8021 | 0.010756 | 10.3485 | 71.7342 |  |  | 202.6323
DE_N | d271g |  |  |  | 9.8136 | 12.9976 | 99.8124 | 0.010764 | 1.2856 | 7.2825 |  | 10.9573 | 142.1598
DE_N | d271h |  |  |  | 11.1043 | 11.5562 | 99.9844 | 0.010772 |  |  |  | 5.3438 | 127.9995
DE_N | d272a |  |  |  | 11.9113 | 11.7012 | 101.792 | 0.01078 |  |  |  |  | 125.4153
DE_N | d272b |  |  |  | 12.3999 | 13.4106 | 101.926 | 0.010788 |  |  |  |  | 127.7473
DE_N | d272c |  |  |  | 12.3981 | 13.5428 | 101.723 | 0.010796 | 1.6327 | 11.6673 |  |  | 140.9747
DE_N | d272d |  |  |  | 11.973 | 13.1406 | 101.742 | 0.010804 | 15.7428 | 103.734 |  |  | 246.3432
DE_N | d272e |  |  |  | 11.703 | 12.8307 | 100.393 | 0.010813 | 22.6619 | 161.834 |  |  | 309.4334
DE_N | d272f |  |  |  | 11.9965 | 13.3115 | 102.297 | 0.010821 | 12.943 | 95.9096 |  |  | 236.4684
DE_N | d272g |  |  |  | 11.4014 | 12.5559 | 89.5392 | 0.010829 | 1.3724 | 9.5062 |  | 13.0826 | 137.4685
DE_N | d272h |  |  |  | 10.2622 | 12.0414 | 97.2747 | 0.010837 |  |  |  | 5.4763 | 125.0655
DE_N | d273a |  |  |  | 10.9402 | 12.1156 | 101.383 | 0.010845 |  |  |  |  | 124.4496
DE_N | d273b |  |  |  | 12.0208 | 12.1458 | 100.267 | 0.010853 |  |  |  |  | 124.4445
DE_N | d273c |  |  |  | 12.5428 | 13.4774 | 97.9206 | 0.010861 | 1.0401 | 9.4367 |  | 0.26524 | 134.6937
DE_N | d273d |  |  |  | 12.3264 | 13.0293 | 101.536 | 0.010869 | 8.7835 | 86.5911 |  |  | 222.2772
DE_N | d273e |  |  |  | 11.5822 | 12.2689 | 99.8354 | 0.010878 | 9.4395 | 115.825 |  |  | 248.9619
DE_N | d273f |  |  |  | 10.6833 | 12.715 | 105.358 | 0.010886 | 3.7331 | 57.3151 |  |  | 189.8154
DE_N | d273g |  |  |  | 11.5015 | 11.4981 | 100.841 | 0.010894 | 0.47192 | 4.635 |  |  | 128.9584
DE_N | d273h |  |  |  | 12.3039 | 10.1626 | 86.9518 | 0.010902 |  |  |  | 4.528 | 113.9572
DE_N | d274a |  |  |  | 12.2895 | 8.6924 | 72.4783 | 0.01091 |  |  |  | 11.7169 | 105.188
DE_N | d274b |  |  |  | 12.2336 | 7.888 | 65.7747 | 0.010918 |  |  |  | 19.8656 | 105.7728
DE_N | d274c |  |  |  | 12.101 | 7.6327 | 60.0189 | 0.010926 |  | 6.3027 |  | 26.9077 | 112.9739
DE_N | d274d |  |  |  | 11.9929 | 8.1384 | 61.7885 | 0.010934 | 1.3406 | 36.7948 |  |  | 120.0662
DE_N | d274e |  |  |  | 12.2715 | 9.6447 | 71.2285 | 0.010942 | 1.9099 | 35.5023 |  |  | 130.5679
DE_N | d274f |  |  |  | 12.4117 | 11.4137 | 83.6764 | 0.010951 | 1.3925 | 15.5865 |  | 0.84003 | 125.3318
DE_N | d274g |  |  |  | 12.4721 | 11.7407 | 87.4028 | 0.010959 |  | 2.2515 |  | 15.0625 | 128.9405
DE_N | d274h |  |  |  | 12.5537 | 12.0155 | 83.921 | 0.010967 |  |  |  | 8.1113 | 116.6124
DE_N | d275a |  |  |  | 12.4905 | 11.8852 | 84.2841 | 0.010975 |  |  |  | 1.7784 | 110.4492
DE_N | d275b |  |  |  | 12.4689 | 12.1249 | 85.3237 | 0.010983 |  |  |  | 2.4267 | 112.3552
DE_N | d275c |  |  |  | 12.3467 | 12.469 | 88.6563 | 0.010991 | 0.33648 | 4.0582 |  | 6.3867 | 124.2644
DE_N | d275d |  |  |  | 11.6444 | 12.4695 | 92.375 | 0.010999 | 2.2147 | 25.8988 |  |  | 144.6134
DE_N | d275e |  |  |  | 11.5209 | 12.0643 | 96.3039 | 0.011007 | 2.8686 | 48.0521 |  |  | 170.8208
DE_N | d275f |  |  |  | 11.6985 | 11.8046 | 97.5002 | 0.011015 | 3.2474 | 31.7985 |  |  | 156.0602
DE_N | d275g |  |  |  | 11.9189 | 12.7531 | 102.878 | 0.011024 | 0.92374 | 5.8163 |  | 2.1967 | 136.4978
DE_N | d275h |  |  |  | 12.4117 | 13.1187 | 105.247 | 0.011032 |  |  |  |  | 130.7884
DE_N | d276a |  |  |  | 12.4455 | 13.4491 | 106.149 | 0.01104 |  |  |  |  | 132.0546
DE_N | d276b |  |  |  | 12.3382 | 13.4501 | 106.451 | 0.011048 |  |  |  |  | 132.2503
DE_N | d276c |  |  |  | 11.6971 | 13.4779 | 105.694 | 0.011056 | 0.80523 | 9.7355 |  |  | 141.4208
DE_N | d276d |  |  |  | 11.0448 | 13.1631 | 106.562 | 0.011064 | 3.2696 | 52.8399 |  |  | 186.8905
DE_N | d276e |  |  |  | 10.6706 | 11.894 | 103.81 | 0.011072 | 3.3183 | 47.2321 |  |  | 176.9361
DE_N | d276f |  |  |  | 11.2215 | 11.1359 | 99.2392 | 0.01108 | 3.5415 | 27.1288 |  |  | 152.278
DE_N | d276g |  |  |  | 11.6493 | 11.9252 | 100.225 | 0.011088 | 0.82005 | 4.0443 |  | 10.4561 | 139.131
DE_N | d276h |  |  |  | 11.7472 | 13.2588 | 105.217 | 0.011097 |  |  |  |  | 130.2341
DE_N | d277a |  |  |  | 12.0226 | 13.5062 | 92.5088 | 0.011105 |  |  |  |  | 118.0487
DE_N | d277b |  |  |  | 12.4017 | 13.5848 | 94.9433 | 0.011113 |  |  |  | 1.145 | 122.086
DE_N | d277c |  |  |  | 12.5271 | 13.6048 | 103.829 | 0.011121 | 0.57456 | 8.5194 |  |  | 139.066
DE_N | d277d |  |  |  | 12.5185 | 13.4384 | 106.008 | 0.011129 | 3.7669 | 55.3624 |  |  | 191.1054
DE_N | d277e |  |  |  | 12.5708 | 13.4813 | 105.469 | 0.011137 | 13.1631 | 62.5338 |  |  | 207.2291
DE_N | d277f |  |  |  | 12.514 | 13.599 | 106.356 | 0.011145 | 6.7625 | 48.2606 |  |  | 187.5032
DE_N | d277g |  |  |  | 12.3165 | 13.5677 | 104.41 | 0.011153 | 0.54388 | 5.9344 |  |  | 136.7836
DE_N | d277h |  |  |  | 12.0776 | 13.0977 | 93.2694 | 0.011161 |  |  |  | 1.0038 | 119.4596
DE_N | d278a |  |  |  | 11.4163 | 11.7837 | 85.7632 | 0.01117 |  |  |  | 2.6176 | 111.592
DE_N | d278b |  |  |  | 10.2613 | 9.4563 | 86.4091 | 0.011178 |  |  |  | 9.8306 | 115.9684
DE_N | d278c |  |  |  | 8.1605 | 5.6944 | 62.7095 | 0.011186 | 1.492 | 9.5687 |  | 36.8105 | 124.4468
DE_N | d278d |  |  |  | 4.9796 | 3.9255 | 58.3067 | 0.011194 | 7.1328 | 60.0252 |  |  | 134.381
DE_N | d278e |  |  |  | 3.7327 | 6.2674 | 70.8693 | 0.011202 | 10.1897 | 85.514 |  |  | 176.5843
DE_N | d278f |  |  |  | 3.5524 | 9.3943 | 89.0615 | 0.01121 | 6.8503 | 55.7168 |  |  | 164.5865
DE_N | d278g |  |  |  | 5.1843 | 12.4626 | 103.787 | 0.011218 | 1.2422 | 6.2124 |  | 9.7217 | 138.6214
DE_N | d278h |  |  |  | 9.6676 | 13.4267 | 106.031 | 0.011227 |  |  |  |  | 129.1365
DE_N | d279a |  |  |  | 11.9406 | 13.5668 | 106.057 | 0.011235 |  |  |  |  | 131.5756
DE_N | d279b |  |  |  | 12.2304 | 13.4447 | 103.038 | 0.011243 |  |  |  |  | 128.7243
DE_N | d279c |  |  |  | 11.73 | 12.754 | 97.1753 | 0.011251 | 2.3554 | 14.9611 |  |  | 138.987
DE_N | d279d |  |  |  | 7.9811 | 9.943 | 83.5809 | 0.011259 | 17.7352 | 99.9192 |  |  | 219.1706
DE_N | d279e |  |  |  | 5.4935 | 7.1719 | 61.433 | 0.011267 | 23.7115 | 141.057 |  |  | 238.8782
DE_N | d279f |  |  |  | 3.3594 | 3.411 | 47.0513 | 0.011275 | 12.6118 | 84.3257 |  |  | 150.7705
DE_N | d279g |  |  |  | 4.2083 | 3.5437 | 51.1483 | 0.011283 | 1.6941 | 8.6028 |  | 43.7307 | 112.9392
DE_N | d279h |  |  |  | 7.4496 | 7.3906 | 62.9962 | 0.011291 |  |  |  | 35.4036 | 113.2513
DE_N | d280a |  |  |  | 8.2484 | 10.7664 | 81.6126 | 0.0113 |  |  |  | 9.1069 | 109.7456
DE_N | d280b |  |  |  | 8.8705 | 12.1083 | 99.1551 | 0.011308 |  |  |  |  | 120.1453
DE_N | d280c |  |  |  | 7.0529 | 9.5227 | 99.3271 | 0.011316 | 1.4168 | 12.5151 |  |  | 129.8459
DE_N | d280d |  |  |  | 1.9011 | 6.1357 | 74.7447 | 0.011324 | 9.9601 | 84.2006 |  |  | 176.9535
DE_N | d280e |  |  |  | 0.99043 | 4.4028 | 57.5844 | 0.011332 | 18.9764 | 121.162 |  |  | 203.1274
DE_N | d280f |  |  |  | 1.8217 | 3.7527 | 60.9362 | 0.01134 | 10.8691 | 71.8454 |  |  | 149.2364
DE_N | d280g |  |  |  | 2.8897 | 7.7001 | 84.4408 | 0.011348 | 1.5851 | 7.9913 |  | 21.034 | 125.6523
DE_N | d280h |  |  |  | 5.1942 | 11.3419 | 99.3806 | 0.011356 |  |  |  |  | 115.9281
DE_N | d281a |  |  |  | 5.5066 | 11.6914 | 99.415 | 0.011362 |  |  |  |  | 116.6244
DE_N | d281b |  |  |  | 5.0662 | 10.2671 | 97.0951 | 0.011362 |  |  |  |  | 112.4397
DE_N | d281c |  |  |  | 4.8331 | 6.3621 | 88.492 | 0.011362 | 0.63276 | 8.8599 |  | 2.3892 | 111.5805
DE_N | d281d |  |  |  | 3.6926 | 3.0444 | 71.7865 | 0.011362 | 4.9848 | 45.8562 |  |  | 129.3759
DE_N | d281e |  |  |  | 2.8658 | 1.6103 | 39.5642 | 0.011362 | 8.7126 | 67.5092 |  |  | 120.2735
DE_N | d281f |  |  |  | 2.5768 | 1.1139 | 19.0903 | 0.011362 | 8.2301 | 41.4992 |  | 0.92276 | 73.4444
DE_N | d281g |  |  |  | 2.1869 | 2.2444 | 21.2879 | 0.011362 | 1.3417 | 5.9066 |  | 35.894 | 68.8728
DE_N | d281h |  |  |  | 2.8572 | 2.382 | 31.1102 | 0.011362 |  |  |  | 23.5154 | 59.8762
DE_N | d282a |  |  |  | 3.6479 | 1.5498 | 25.8513 | 0.011362 |  |  |  | 21.4916 | 52.552
DE_N | d282b |  |  |  | 4.5108 | 1.8275 | 22.6256 | 0.011362 |  |  |  | 25.4359 | 54.4112
DE_N | d282c |  |  |  | 5.0008 | 1.8134 | 27.6972 | 0.011362 | 0.79888 | 9.527 |  | 19.5425 | 64.3912
DE_N | d282d |  |  |  | 5.086 | 1.8217 | 31.007 | 0.011362 | 6.1932 | 55.5014 |  |  | 99.6207
DE_N | d282e |  |  |  | 4.3548 | 2.4772 | 36.1856 | 0.011362 | 9.521 | 77.9396 |  |  | 130.4896
DE_N | d282f |  |  |  | 3.6078 | 3.614 | 44.5747 | 0.011362 | 7.228 | 54.8204 |  | 0.29708 | 114.1534
DE_N | d282g |  |  |  | 4.083 | 6.6213 | 60.3514 | 0.011362 | 1.001 | 7.0254 |  | 31.4324 | 110.5259
DE_N | d282h |  |  |  | 8.5532 | 11.1979 | 80.9323 | 0.011362 |  |  |  | 1.3569 | 102.0516
DE_N | d283a |  |  |  | 11.313 | 12.9073 | 94.8898 | 0.011362 |  |  |  |  | 119.1215
DE_N | d283b |  |  |  | 11.2048 | 13.1011 | 103.172 | 0.011362 |  |  |  |  | 127.4893
DE_N | d283c |  |  |  | 11.5804 | 12.6432 | 100.997 | 0.011362 | 1.438 | 8.1164 |  |  | 134.7863
DE_N | d283d |  |  |  | 11.2698 | 11.1843 | 96.1358 | 0.011362 | 12.3727 | 63.7707 |  |  | 194.7447
DE_N | d283e |  |  |  | 10.6711 | 10.4692 | 95.123 | 0.011362 | 21.4567 | 116.284 |  |  | 254.0154
DE_N | d283f |  |  |  | 10.3866 | 11.1989 | 94.9357 | 0.011362 | 12.2817 | 71.5049 |  |  | 200.3192
DE_N | d283g |  |  |  | 10.8514 | 11.3107 | 98.0238 | 0.011362 | 1.5893 | 8.0608 |  | 8.3665 | 138.2139
DE_N | d283h |  |  |  | 11.8581 | 11.3732 | 95.6542 | 0.011362 |  |  |  | 5.4635 | 124.3603
DE_N | d284a |  |  |  | 12.1263 | 10.8748 | 95.2759 | 0.011362 |  |  |  |  | 118.2884
DE_N | d284b |  |  |  | 12.2354 | 10.8021 | 94.7637 | 0.011362 |  |  |  | 3.1992 | 121.0118
DE_N | d284c |  |  |  | 11.611 | 10.8963 | 88.7022 | 0.011362 | 1.0063 | 11.1253 |  | 7.8975 | 131.25
DE_N | d284d |  |  |  | 10.2559 | 10.332 | 87.5327 | 0.011362 | 9.0713 | 58.9064 |  |  | 176.1097
DE_N | d284e |  |  |  | 7.6606 | 9.1766 | 83.3898 | 0.011362 | 18.0961 | 86.4243 |  |  | 204.7588
DE_N | d284f |  |  |  | 6.8703 | 8.9824 | 81.2916 | 0.011362 | 10.5368 | 61.1787 |  |  | 168.8711
DE_N | d284g |  |  |  | 4.7709 | 7.5736 | 76.1091 | 0.011362 | 1.5121 | 8.0052 |  | 19.13 | 117.1123
DE_N | d284h |  |  |  | 4.4657 | 7.0982 | 72.9063 | 0.011362 |  |  |  | 15.3609 | 99.8425
DE_N | d285a |  |  |  | 4.7502 | 7.5263 | 67.4105 | 0.011362 |  |  |  | 8.4671 | 88.1654
DE_N | d285b |  |  |  | 4.2322 | 7.3891 | 63.7032 | 0.011362 |  |  |  | 17.4688 | 92.8047
DE_N | d285c |  |  |  | 3.6101 | 7.5058 | 66.4932 | 0.011362 | 1.3766 | 11.8341 |  | 17.596 | 108.4271
DE_N | d285d |  |  |  | 3.1687 | 7.291 | 63.8064 | 0.011362 | 7.8852 | 68.1624 |  |  | 150.3251
DE_N | d285e |  |  |  | 3.0646 | 6.6023 | 52.7841 | 0.011362 | 10.6828 | 103.811 |  |  | 176.9561
DE_N | d285f |  |  |  | 3.6114 | 5.8843 | 40.5044 | 0.011362 | 8.5243 | 66.6545 |  |  | 125.1902
DE_N | d285g |  |  |  | 2.8545 | 5.4508 | 38.5973 | 0.011362 | 1.5533 | 9.4575 |  | 44.1392 | 102.0641
DE_N | d285h |  |  |  | 2.7558 | 5.466 | 39.503 | 0.011362 |  |  |  | 42.6497 | 90.3858
DE_N | d286a |  |  |  | 3.2057 | 5.4933 | 46.5086 | 0.011362 |  |  |  | 25.3775 | 80.5964
DE_N | d286b |  |  |  | 4.3332 | 5.9126 | 60.1336 | 0.011362 |  |  |  | 14.6359 | 85.0266
DE_N | d286c |  |  |  | 4.7164 | 7.1319 | 80.8444 | 0.011362 | 1.8528 | 13.0224 |  |  | 107.5792
DE_N | d286d |  |  |  | 5.0418 | 8.4742 | 89.0615 | 0.011362 | 8.883 | 66.8699 |  |  | 178.3418
DE_N | d286e |  |  |  | 3.9653 | 8.4581 | 88.4538 | 0.011362 | 19.0526 | 104.957 |  |  | 224.8982
DE_N | d286f |  |  |  | 4.2994 | 8.4654 | 91.431 | 0.011362 | 12.379 | 62.5407 |  |  | 179.1269
DE_N | d286g |  |  |  | 7.5948 | 11.9511 | 103.948 | 0.011362 | 1.5163 | 8.1303 |  | 8.8439 | 141.9957
DE_N | d286h |  |  |  | 10.7991 | 13.2988 | 105.82 | 0.011362 |  |  |  |  | 129.9293
DE_N | d287a |  |  |  | 11.4293 | 13.2363 | 102.904 | 0.011362 |  |  |  |  | 127.581
DE_N | d287b |  |  |  | 10.7851 | 12.9942 | 93.4719 | 0.011362 |  |  |  | 6.9261 | 124.1887
DE_N | d287c |  |  |  | 9.0004 | 11.3292 | 87.2002 | 0.011362 | 1.4316 | 10.2219 |  | 14.8234 | 134.0181
DE_N | d287d |  |  |  | 8.6199 | 9.0936 | 82.419 | 0.011362 | 10.3781 | 62.1238 |  |  | 172.6458
DE_N | d287e |  |  |  | 7.5461 | 7.3452 | 69.738 | 0.011362 | 13.0975 | 95.1244 |  |  | 192.8625
DE_N | d287f |  |  |  | 6.433 | 6.1444 | 61.0623 | 0.011362 | 11.578 | 74.6944 |  |  | 159.9235
DE_N | d287g |  |  |  | 6.9258 | 5.1482 | 60.103 | 0.011362 | 1.7681 | 10.2289 |  | 40.2543 | 124.4396
DE_N | d287h |  |  |  | 8.0668 | 5.4752 | 62.1439 | 0.011362 |  |  |  | 33.8351 | 109.5323
DE_N | d288a |  |  |  | 8.1894 | 5.8887 | 71.4655 | 0.011362 |  |  |  | 16.8889 | 102.4438
DE_N | d288b |  |  |  | 8.6001 | 7.0987 | 85.5453 | 0.011362 |  |  |  | 5.1648 | 106.4202
DE_N | d288c |  |  |  | 8.422 | 7.703 | 86.7989 | 0.011362 | 1.1132 | 11.7229 |  |  | 115.7713
DE_N | d288d |  |  |  | 9.2226 | 9.2806 | 85.1937 | 0.011362 | 5.7848 | 64.3057 |  |  | 173.7988
DE_N | d288e |  |  |  | 9.1933 | 9.9444 | 84.8918 | 0.011362 | 12.3018 | 75.9592 |  |  | 192.3019
DE_N | d288f |  |  |  | 6.8789 | 7.5663 | 73.1892 | 0.011362 | 10.4617 | 53.4862 |  |  | 151.5937
DE_N | d288g |  |  |  | 4.0573 | 4.3701 | 60.768 | 0.011362 | 1.6919 | 9.8675 |  | 40.7772 | 121.5434
DE_N | d288h |  |  |  | 6.0268 | 6.2113 | 67.0856 | 0.011362 |  |  |  | 26.4964 | 105.8315
DE_N | d289a |  |  |  | 9.0536 | 6.5994 | 66.5888 | 0.011362 |  |  |  | 14.1722 | 96.4253
DE_N | d289b |  |  |  | 9.3759 | 7.4877 | 62.9809 | 0.011362 |  |  |  | 19.4636 | 99.3195
DE_N | d289c |  |  |  | 9.1857 | 7.7562 | 63.2064 | 0.011362 | 2.166 | 15.7116 |  | 13.5285 | 111.5657
DE_N | d289d |  |  |  | 9.1888 | 7.9275 | 57.034 | 0.011362 | 10.0712 | 82.7483 |  |  | 166.9812
DE_N | d289e |  |  |  | 6.9145 | 6.0781 | 52.9408 | 0.011362 | 15.4761 | 120.467 |  |  | 201.8878
DE_N | d289f |  |  |  | 7.3401 | 4.5175 | 48.4463 | 0.011362 | 8.7264 | 74.0899 |  |  | 143.1315
DE_N | d289g |  |  |  | 7.0669 | 4.6196 | 47.6437 | 0.011362 | 1.5819 | 9.8328 |  | 30.6513 | 101.4075
DE_N | d289h |  |  |  | 8.2029 | 5.4864 | 50.9076 | 0.011362 |  |  |  | 24.0031 | 88.6114
DE_N | d290a |  |  |  | 8.6501 | 5.4611 | 48.6488 | 0.011362 |  |  |  | 20.7211 | 83.4924
DE_N | d290b |  |  |  | 9.6126 | 5.9072 | 44.4486 | 0.011362 |  |  |  | 27.5528 | 87.5326
DE_N | d290c |  |  |  | 10.1774 | 5.8818 | 44.8804 | 0.011362 | 1.2454 | 12.39 |  | 23.874 | 98.4604
DE_N | d290d |  |  |  | 9.2745 | 5.7857 | 51.2057 | 0.011362 | 8.9919 | 78.4886 |  |  | 153.7578
DE_N | d290e |  |  |  | 8.0961 | 6.1781 | 55.5703 | 0.011362 | 11.9261 | 116.395 |  |  | 198.1769
DE_N | d290f |  |  |  | 8.839 | 7.744 | 60.4279 | 0.011362 | 9.484 | 80.5177 |  |  | 167.0239
DE_N | d290g |  |  |  | 7.0547 | 8.4039 | 60.0113 | 0.011362 | 1.7449 | 12.1259 |  | 28.2781 | 117.6301
DE_N | d290h |  |  |  | 6.7698 | 8.5557 | 76.0059 | 0.011362 |  |  |  | 10.1348 | 101.4776
DE_N | d291a |  |  |  | 6.8784 | 8.3449 | 85.0408 | 0.011362 |  |  |  |  | 100.2755
DE_N | d291b |  |  |  | 7.3613 | 8.1564 | 86.153 | 0.011362 |  |  |  |  | 101.6821
DE_N | d291c |  |  |  | 7.6723 | 7.6459 | 77.7945 | 0.011362 | 0.74915 | 10.6945 |  | 7.3653 | 111.933
DE_N | d291d |  |  |  | 5.3687 | 6.0844 | 61.5553 | 0.011362 | 3.2971 | 61.3594 |  |  | 137.6762
DE_N | d291e |  |  |  | 3.198 | 3.3739 | 38.3106 | 0.011362 | 8.593 | 98.6892 |  |  | 152.1761
DE_N | d291f |  |  |  | 3.047 | 2.5416 | 23.5772 | 0.011362 | 10.2363 | 81.289 |  |  | 120.7025
DE_N | d291g | 0.031909 |  | 0.072992 | 2.7351 | 2.5202 | 15.4404 | 0.011362 | 1.929 | 12.4942 |  | 39.0083 | 74.2433
DE_N | d291h | 0.031909 |  | 0.072992 | 2.6025 | 2.6163 | 17.5654 | 0.011362 |  |  |  | 37.6037 | 60.5042
DE_N | d292a | 0.031909 |  | 0.072992 | 1.979 | 1.888 | 22.7097 | 0.011362 |  |  |  | 30.7253 | 57.4184
DE_N | d292b | 0.031909 |  | 0.072992 | 1.4795 | 3.7434 | 40.4165 | 0.011362 |  |  |  | 19.465 | 65.2207
DE_N | d292c |  |  |  | 1.1798 | 6.6252 | 62.5414 | 0.011362 | 2.9141 | 19.4363 |  |  | 92.7081
DE_N | d292d |  |  |  | 0.85338 | 6.757 | 70.0858 | 0.011362 | 18.5394 | 92.3796 |  |  | 188.6266
DE_N | d292e |  |  |  | 1.0828 | 7.2149 | 62.2395 | 0.011362 | 25.9177 | 121.378 |  |  | 217.8443
DE_N | d292f |  |  |  | 0.94534 | 5.5367 | 56.9691 | 0.011362 | 16.5798 | 77.4323 |  |  | 157.4746
DE_N | d292g |  |  |  | 1.228 | 4.2276 | 52.1726 | 0.011362 | 2.1406 | 10.9446 |  | 20.5963 | 91.321
DE_N | d292h |  |  |  | 2.5786 | 3.7434 | 45.8397 | 0.011362 |  |  |  | 23.4415 | 75.6146
DE_N | d293a |  |  |  | 2.9208 | 3.0546 | 40.233 | 0.011362 |  |  |  | 22.2735 | 68.4933
DE_N | d293b |  |  |  | 2.2211 | 2.7066 | 35.5703 | 0.011362 |  |  |  | 32.5156 | 73.025
DE_N | d293c |  |  |  | 1.1689 | 2.0701 | 33.4224 | 0.011362 | 1.9438 | 19.5544 |  | 27.9753 | 86.1463
DE_N | d293d |  |  |  | 0.36831 | 1.4131 | 29.3674 | 0.011362 | 10.2998 | 106.291 |  |  | 147.751
DE_N | d293e |  |  |  | 0.69469 | 2.1653 | 30.6248 | 0.011362 | 18.1765 | 157.755 |  |  | 209.4276
DE_N | d293f |  |  |  | 1.9745 | 2.8252 | 40.3706 | 0.011362 | 10.3104 | 90.8925 |  |  | 146.3846
DE_N | d293g |  |  |  | 3.359 | 4.0353 | 49.5087 | 0.011362 | 1.8951 | 13.3698 |  | 24.9306 | 97.1098
DE_N | d293h |  |  |  | 3.6502 | 4.6605 | 52.6198 | 0.011362 |  |  |  | 21.0008 | 81.9427
DE_N | d294a |  |  |  | 2.4529 | 3.3729 | 47.0742 | 0.011362 |  |  |  | 23.1705 | 76.0818
DE_N | d294b |  |  |  | 2.0597 | 2.588 | 40.1719 | 0.011362 |  |  |  | 36.8146 | 81.6456
DE_N | d294c |  |  |  | 1.8222 | 2.5333 | 41.5898 | 0.011362 | 3.496 | 21.7642 |  | 20.8857 | 92.1026
DE_N | d294d |  |  |  | 0.83039 | 2.2297 | 47.3112 | 0.011362 | 19.4526 | 118.563 |  |  | 188.3983
DE_N | d294e |  |  |  | 1.4007 | 5.9643 | 67.4945 | 0.011362 | 23.9824 | 158.145 |  |  | 256.9982
DE_N | d294f |  |  |  | 2.4425 | 8.6338 | 86.9097 | 0.011362 | 14.5312 | 92.2406 |  |  | 204.7692
DE_N | d294g |  |  |  | 6.3848 | 11.1286 | 101.983 | 0.011362 | 2.4908 | 13.9049 |  | 6.8224 | 142.7259
DE_N | d294h |  |  |  | 10.9366 | 13.1865 | 106.612 | 0.011362 |  |  |  |  | 130.7465
DE_N | d295a |  |  |  | 11.868 | 13.3559 | 106.371 | 0.011362 |  |  |  |  | 131.6063
DE_N | d295b |  |  |  | 11.7661 | 13.023 | 106.589 | 0.011362 |  |  |  |  | 131.3895
DE_N | d295c |  |  |  | 10.7536 | 12.6906 | 106.512 | 0.011362 | 2.5395 | 20.1451 |  |  | 152.6522
DE_N | d295d |  |  |  | 9.3687 | 13.0913 | 104.876 | 0.011362 | 11.5124 | 93.5956 |  |  | 232.4554
DE_N | d295e |  |  |  | 9.6126 | 12.8502 | 99.8927 | 0.011362 | 20.1298 | 141.356 |  |  | 283.8526
DE_N | d295f |  |  |  | 8.9485 | 11.6372 | 89.9673 | 0.011362 | 13.8519 | 93.4358 |  |  | 217.8521
DE_N | d295g |  |  |  | 6.4912 | 9.5559 | 78.7577 | 0.011362 | 2.348 | 13.1196 |  |  | 110.2837
DE_N | d295h |  |  |  | 4.4112 | 6.9874 | 65.1899 | 0.011362 |  |  |  | 6.858 | 83.4579
DE_N | d296a |  |  |  | 2.4213 | 4.3965 | 42.9236 | 0.011362 |  |  |  | 31.5216 | 81.2743
DE_N | d296b |  |  |  | 1.4367 | 2.4948 | 28.2323 | 0.011362 |  |  |  | 44.2113 | 76.3865
DE_N | d296c |  |  |  | 0.71093 | 1.0656 | 19.2967 | 0.011362 | 3.2887 | 21.0554 |  | 44.2113 | 89.6399
DE_N | d296d |  |  |  | 0.81326 | 0.43833 | 10.8465 | 0.011362 | 18.0114 | 110.996 |  |  | 141.1168
DE_N | d296e |  |  |  | 1.9678 | 0.71168 | 8.4922 | 0.011362 | 28.5842 | 159.791 |  |  | 199.5583
DE_N | d296f |  |  |  | 3.5785 | 1.9901 | 28.603 | 0.011362 | 19.8547 | 110.6 |  |  | 164.6376
DE_N | d296g |  |  |  | 7.3103 | 4.8456 | 44.4295 | 0.011362 | 2.7247 | 15.4267 |  | 37.9386 | 112.6867
DE_N | d296h |  |  |  | 8.9869 | 6.2962 | 52.5624 | 0.011362 |  |  |  | 32.0114 | 99.8683
DE_N | d297a |  |  |  | 7.1787 | 5.8154 | 57.8405 | 0.011362 |  |  |  | 21.777 | 92.623
DE_N | d297b |  |  |  | 6.0891 | 6.0766 | 60.9171 | 0.011362 |  |  |  | 23.8632 | 96.9573
DE_N | d297c |  |  |  | 4.5297 | 5.465 | 61.4751 | 0.011362 | 3.7563 | 26.0517 |  | 9.4814 | 110.7706
DE_N | d297d |  |  |  | 3.5425 | 5.4806 | 66.0957 | 0.011362 | 21.1001 | 133.872 |  |  | 230.1022
DE_N | d297e |  |  |  | 3.8648 | 7.2608 | 72.6388 | 0.011362 | 29.7534 | 189.867 |  |  | 303.3961
DE_N | d297f |  |  |  | 4.7218 | 9.2801 | 77.3856 | 0.011362 | 19.6991 | 116.993 |  |  | 228.0909
DE_N | d297g |  |  |  | 6.6305 | 10.5326 | 86.497 | 0.011362 | 2.6951 | 14.6971 |  | 15.0978 | 136.1614
DE_N | d297h |  |  |  | 6.2374 | 9.8366 | 89.0118 | 0.011362 |  |  |  | 14.2168 | 119.3139
DE_N | d298a |  |  |  | 5.251 | 9.4963 | 93.2503 | 0.011362 |  |  |  | 5.6215 | 113.6305
DE_N | d298b |  |  |  | 4.9066 | 9.8449 | 101.601 | 0.011362 |  |  |  | 3.174 | 119.5378
DE_N | d298c |  |  |  | 4.7299 | 11.8252 | 104.265 | 0.011362 | 1.3248 | 15.7047 |  |  | 137.8609
DE_N | d298d |  |  |  | 6.2617 | 12.9278 | 105.771 | 0.011362 | 5.8133 | 70.7891 |  |  | 201.5743
DE_N | d298e |  |  |  | 9.6509 | 13.5399 | 106.478 | 0.011362 | 7.1529 | 96.271 |  |  | 233.1041
DE_N | d298f |  |  |  | 11.9469 | 13.5843 | 105.083 | 0.011362 | 11.0659 | 70.261 |  |  | 211.9525
DE_N | d298g |  |  |  | 11.9514 | 11.8242 | 90.9189 | 0.011362 | 2.4051 | 12.9042 |  | 10.0132 | 140.0284
DE_N | d298h |  |  |  | 10.5787 | 9.6101 | 82.0292 | 0.011362 |  |  |  | 21.9183 | 124.1476
DE_N | d299a |  |  |  | 8.7687 | 8.8408 | 89.6844 | 0.011362 |  |  |  | 9.8275 | 117.1327
DE_N | d299b |  |  |  | 8.6433 | 8.8662 | 85.3925 | 0.011362 |  |  |  | 15.7137 | 118.6271
DE_N | d299c |  |  |  | 7.4041 | 7.3496 | 78.792 | 0.011362 | 4.0949 | 25.8363 |  | 7.0506 | 130.5389
DE_N | d299d |  |  |  | 7.6475 | 9.1298 | 80.2711 | 0.011362 | 21.1085 | 117.521 |  |  | 235.6892
DE_N | d299e |  |  |  | 7.9658 | 11.4893 | 88.9583 | 0.011362 | 26.1653 | 137.881 |  |  | 272.471
DE_N | d299f |  |  |  | 10.3722 | 12.9737 | 96.4186 | 0.011362 | 14.3492 | 74.9516 |  |  | 209.0767
DE_N | d299g |  |  |  | 9.7523 | 13.1894 | 92.9942 | 0.011362 | 1.9131 | 11.7021 |  | 9.0339 | 138.5964
DE_N | d299h |  |  |  | 11.1882 | 13.3037 | 98.2607 | 0.011362 |  |  |  | 1.6294 | 124.3933
DE_N | d300a |  |  |  | 11.9216 | 13.4506 | 104.613 | 0.011362 |  |  |  |  | 129.9966
DE_N | d300b |  |  |  | 12.111 | 13.4926 | 103.516 | 0.011362 |  |  |  |  | 129.131
DE_N | d300c |  |  |  | 12.0267 | 13.4359 | 105.538 | 0.011362 | 0.90364 | 15.2947 |  |  | 147.2103
DE_N | d300d |  |  |  | 11.5997 | 13.3798 | 106.218 | 0.011362 | 10.6828 | 83.1513 |  |  | 225.043
DE_N | d300e |  |  |  | 11.0962 | 12.1112 | 95.4555 | 0.011362 | 24.812 | 125.311 |  |  | 268.7973
DE_N | d300f |  |  |  | 10.4137 | 10.765 | 89.3137 | 0.011362 | 15.7618 | 86.9733 |  |  | 213.2389
DE_N | d300g |  |  |  | 7.0714 | 11.3663 | 91.5495 | 0.011362 | 2.5617 | 14.4955 |  | 12.0877 | 139.1435
DE_N | d300h |  |  |  | 7.9523 | 12.3484 | 96.239 | 0.011362 |  |  |  | 7.9568 | 124.5079
DE_N | d301a |  |  |  | 9.3516 | 12.3738 | 102.816 | 0.011362 |  |  |  |  | 124.5527
DE_N | d301b |  |  |  | 9.7952 | 12.0399 | 99.0863 | 0.011362 |  |  |  | 4.339 | 125.2718
DE_N | d301c |  |  |  | 9.407 | 10.621 | 90.3838 | 0.011362 | 3.914 | 27.9001 |  |  | 142.2373
DE_N | d301d |  |  |  | 9.7654 | 9.9635 | 73.8695 | 0.011362 | 18.7849 | 129.425 |  |  | 241.8196
DE_N | d301e |  |  |  | 9.4607 | 11.0632 | 77.1601 | 0.011362 | 23.9856 | 161.626 |  |  | 283.3069
DE_N | d301f |  |  |  | 8.3427 | 11.4005 | 88.3926 | 0.011362 | 15.1682 | 92.6436 |  |  | 215.9589
DE_N | d301g |  |  |  | 3.9549 | 10.6683 | 100.925 | 0.011362 | 2.4189 | 14.2871 |  | 11.4901 | 143.7557
DE_N | d301h |  |  |  | 5.8344 | 12.549 | 104.689 | 0.011362 |  |  |  | 4.0035 | 127.0872
DE_N | d302a |  |  |  | 9.6153 | 13.4906 | 105.736 | 0.011362 |  |  |  |  | 128.8533
DE_N | d302b |  |  |  | 11.6854 | 13.5721 | 103.233 | 0.011362 |  |  |  |  | 128.5019
DE_N | d302c |  |  |  | 12.3008 | 13.5297 | 105.511 | 0.011362 | 1.2137 | 15.1487 |  |  | 147.7152
DE_N | d302d |  |  |  | 12.5 | 13.434 | 105.851 | 0.011362 | 4.7669 | 72.0469 |  |  | 208.6101
DE_N | d302e |  |  |  | 12.253 | 13.1514 | 99.5067 | 0.011362 | 15.2878 | 111.774 |  |  | 251.9843
DE_N | d302f |  |  |  | 12.069 | 12.5095 | 95.6313 | 0.011362 | 15.1725 | 73.6104 |  |  | 209.0041
DE_N | d302g |  |  |  | 11.4929 | 11.544 | 96.5371 | 0.011362 | 2.6654 | 13.078 |  | 1.6431 | 136.9719
DE_N | d302h |  |  |  | 10.8879 | 11.1247 | 89.501 | 0.011362 |  |  |  | 8.787 | 120.312
DE_N | d303a |  |  |  | 10.6237 | 11.5225 | 80.8215 | 0.011362 |  |  |  | 11.5116 | 114.4907
DE_N | d303b |  |  |  | 11.3937 | 11.6172 | 79.7857 | 0.011362 |  |  |  | 14.7329 | 117.5409
DE_N | d303c |  |  |  | 11.9045 | 12.0028 | 87.2652 | 0.011362 | 2.9426 | 20.1937 |  |  | 134.3202
DE_N | d303d |  |  |  | 11.2842 | 10.639 | 86.5849 | 0.011362 | 14.4688 | 92.2267 |  |  | 215.215
DE_N | d303e |  |  |  | 10.713 | 10.0133 | 84.4714 | 0.011362 | 20.1583 | 143.044 |  |  | 268.4114
DE_N | d303f |  |  |  | 10.2748 | 9.943 | 95.6963 | 0.011362 | 13.4181 | 92.7409 |  |  | 222.0844
DE_N | d303g |  |  |  | 9.8655 | 10.3037 | 98.4901 | 0.011362 | 2.4231 | 15.5657 |  |  | 136.6595
DE_N | d303h |  |  |  | 9.6798 | 11.2809 | 92.7725 | 0.011362 |  |  |  | 9.122 | 122.8665
DE_N | d304a |  |  |  | 9.0464 | 11.3858 | 89.9481 | 0.011362 |  |  |  | 7.6409 | 118.0325
DE_N | d304b |  |  |  | 9.1203 | 10.4775 | 80.0418 | 0.011362 |  |  |  | 21.0165 | 120.6675
DE_N | d304c |  |  |  | 8.6614 | 10.1426 | 74.844 | 0.011362 | 2.257 | 19.61 |  | 13.5072 | 129.0335
DE_N | d304d |  |  |  | 7.822 | 9.943 | 76.0594 | 0.011362 | 12.5536 | 83.6517 |  |  | 190.041
DE_N | d304e |  |  |  | 7.6741 | 9.4578 | 72.0158 | 0.011362 | 19.7161 | 116.506 |  |  | 225.3812
DE_N | d304f |  |  |  | 8.9346 | 10.9426 | 77.3015 | 0.011362 | 12.7705 | 80.5107 |  |  | 190.4712
DE_N | d304g |  |  |  | 9.5359 | 11.6719 | 82.4381 | 0.011362 | 2.3131 | 14.1898 |  | 12.8946 | 133.0548
DE_N | d304h |  |  |  | 9.3466 | 12.0809 | 82.8241 | 0.011362 |  |  |  | 14.439 | 118.702
DE_N | d305a |  |  |  | 9.7235 | 11.8588 | 80.6992 | 0.011362 |  |  |  | 10.9993 | 113.2921
DE_N | d305b |  |  |  | 10.8406 | 12.0433 | 81.3604 | 0.011362 |  |  |  | 14.5216 | 118.7773
DE_N | d305c |  |  |  | 11.093 | 11.5489 | 78.7156 | 0.011362 | 2.639 | 17.3446 |  | 7.8033 | 129.1557
DE_N | d305d |  |  |  | 10.9564 | 11.2809 | 74.0109 | 0.011362 | 15.2571 | 84.5064 |  |  | 196.0231
DE_N | d305e |  |  |  | 10.6805 | 11.1022 | 71.6872 | 0.011362 | 17.385 | 108.404 |  |  | 219.2703
DE_N | d305f |  |  |  | 10.9389 | 11.2399 | 76.1588 | 0.011362 | 13.126 | 73.2143 |  |  | 184.6893
DE_N | d305g |  |  |  | 10.832 | 11.0241 | 78.7462 | 0.011362 | 2.657 | 13.6408 |  | 17.03 | 133.9414
DE_N | d305h |  |  |  | 10.5516 | 9.9518 | 73.3 | 0.011362 |  |  |  | 21.3109 | 115.1256
DE_N | d306a |  |  |  | 10.4051 | 8.7232 | 69.631 | 0.011362 |  |  |  | 19.3867 | 108.1573
DE_N | d306b |  |  |  | 10.6116 | 8.3947 | 73.2771 | 0.011362 |  |  |  | 22.7585 | 115.0532
DE_N | d306c |  |  |  | 10.8433 | 7.5478 | 78.4022 | 0.011362 | 3.04 | 22.2158 |  | 8.7456 | 130.8061
DE_N | d306d |  |  |  | 11.629 | 7.848 | 77.5423 | 0.011362 | 8.5803 | 90.0378 |  |  | 195.6488
DE_N | d306e |  |  |  | 12.3017 | 10.3398 | 81.3107 | 0.011362 | 13.3588 | 98.7726 |  |  | 216.095
DE_N | d306f |  |  |  | 12.3882 | 11.4434 | 80.9858 | 0.011362 | 15.4899 | 64.5767 |  |  | 184.8954
DE_N | d306g |  |  |  | 12.2836 | 10.8245 | 74.4733 | 0.011362 | 2.6601 | 13.2656 |  | 24.4307 | 137.9492
DE_N | d306h |  |  |  | 12.2539 | 10.0406 | 76.0747 | 0.011362 |  |  |  | 22.984 | 121.3646
DE_N | d307a |  |  |  | 12.2512 | 9.1551 | 82.2776 | 0.011362 |  |  |  | 11.2782 | 114.9735
DE_N | d307b |  |  |  | 12.262 | 9.4934 | 96.8505 | 0.011362 |  |  |  | 4.4767 | 123.094
DE_N | d307c |  |  |  | 11.9415 | 10.8675 | 92.2183 | 0.011362 | 1.6528 | 17.8241 |  | 2.0046 | 136.5201
DE_N | d307d |  |  |  | 10.727 | 10.3593 | 85.702 | 0.011362 | 7.6735 | 65.4662 |  |  | 179.9394
DE_N | d307e |  |  |  | 9.2966 | 8.5343 | 85.3657 | 0.011362 | 12.6203 | 101.74 |  |  | 217.5682
DE_N | d307f |  |  |  | 8.0974 | 9.2996 | 91.217 | 0.011362 | 9.6353 | 70.6154 |  |  | 188.8761
DE_N | d307g |  |  |  | 6.6702 | 9.2674 | 85.6485 | 0.011362 | 2.1374 | 14.2384 |  |  | 117.9732
DE_N | d307h |  |  |  | 6.8942 | 8.8901 | 77.3092 | 0.011362 |  |  |  |  | 93.1049
DE_N | d308a |  |  |  | 6.2604 | 7.2383 | 58.9259 | 0.011362 |  |  |  | 3.4253 | 75.8612
DE_N | d308b |  |  |  | 5.4228 | 5.4562 | 36.8583 | 0.011362 |  |  |  | 35.0085 | 82.7571
DE_N | d308c |  |  |  | 6.704 | 4.1466 | 21.8192 | 0.011362 | 2.3945 | 17.7129 |  | 39.6614 | 92.4499
DE_N | d308d |  |  |  | 6.2166 | 2.4708 | 11.5115 | 0.011362 | 11.1622 | 72.4152 |  |  | 103.7878
DE_N | d308e |  |  |  | 5.4922 | 2.0159 | 9.5738 | 0.011362 | 15.893 | 107.299 |  |  | 140.2853
DE_N | d308f |  |  |  | 5.1829 | 1.477 | 8.97 | 0.011362 | 11.305 | 77.1683 |  |  | 104.1146
DE_N | d308g | 0.031909 |  |  | 3.5966 | 1.6054 | 9.5471 | 0.011362 | 2.1131 | 14.1134 |  | 36.4211 | 67.4399
DE_N | d308h | 0.031909 |  |  | 2.3695 | 1.1134 | 9.8299 | 0.011362 |  |  |  | 36.5921 | 49.9481
DE_N | d309a | 0.031909 |  |  | 1.929 | 1.1847 | 10.3879 | 0.011372 |  |  |  | 29.3718 | 42.9167
DE_N | d309b | 0.031909 |  |  | 2.3411 | 2.2287 | 18.1005 | 0.011404 |  |  |  | 24.4173 | 47.1309
DE_N | d309c | 0.031909 |  |  | 2.3144 | 2.2634 | 27.0857 | 0.011435 | 2.4548 | 20.8261 |  |  | 54.9878
DE_N | d309d |  |  |  | 2.9005 | 2.8819 | 30.4872 | 0.011467 | 9.5908 | 86.2228 |  |  | 132.0947
DE_N | d309e |  |  |  | 4.3936 | 2.8613 | 28.3775 | 0.011499 | 9.8437 | 106.979 |  |  | 152.4667
DE_N | d309f |  |  |  | 4.7186 | 2.4362 | 25.0295 | 0.01153 | 6.298 | 66.3835 |  |  | 104.8773
DE_N | d309g | 0.031909 |  | 0.072992 | 3.1597 | 2.1541 | 19.5298 | 0.011562 | 1.4549 | 12.1398 |  | 27.5623 | 66.1171
DE_N | d309h | 0.031909 |  | 0.072992 | 2.8324 | 1.7113 | 11.4848 | 0.011593 |  |  |  | 37.9411 | 54.0862
DE_N | d310a | 0.031909 |  | 0.072992 | 3.272 | 1.8422 | 11.2364 | 0.011625 |  |  |  | 30.9095 | 47.3766
DE_N | d310b | 0.031909 |  | 0.072992 | 3.1737 | 2.4918 | 19.2279 | 0.011656 |  |  |  | 29.4246 | 54.4346
DE_N | d310c | 0.031909 |  | 0.072992 | 2.3586 | 3.0991 | 32.4708 | 0.011688 | 2.5691 | 17.9075 |  | 0.9647 | 59.4864
DE_N | d310d |  |  |  | 2.1147 | 4.4111 | 44.1084 | 0.011719 | 6.5572 | 72.2415 |  |  | 129.4447
DE_N | d310e |  |  |  | 2.3284 | 5.4035 | 53.2924 | 0.011751 | 8.0629 | 93.3663 |  |  | 162.4653
DE_N | d310f |  |  |  | 1.842 | 4.5571 | 62.2586 | 0.011782 | 6.4673 | 62.8465 |  |  | 137.9832
DE_N | d310g |  |  |  | 4.3873 | 4.8685 | 71.2438 | 0.011814 | 1.6845 | 13.0085 |  | 28.8569 | 124.0613
DE_N | d310h |  |  |  | 8.8764 | 9.5857 | 90.9686 | 0.011846 |  |  |  |  | 109.4425
DE_N | d311a |  |  |  | 8.317 | 10.3525 | 85.4154 | 0.011877 |  |  |  |  | 104.0967
DE_N | d311b |  |  |  | 7.7976 | 10.4789 | 76.541 | 0.011909 |  |  |  | 9.3767 | 104.2062
DE_N | d311c |  |  |  | 6.791 | 9.9918 | 81.4292 | 0.01194 | 3.9637 | 29.3316 |  |  | 131.5192
DE_N | d311d |  |  |  | 7.0768 | 10.3115 | 82.5031 | 0.011972 | 19.8568 | 129.8 |  |  | 249.5602
DE_N | d311e |  |  |  | 11.4239 | 12.3992 | 88.1213 | 0.012004 | 26.6002 | 176.893 |  |  | 315.4496
DE_N | d311f |  |  |  | 11.7774 | 12.8434 | 100.191 | 0.012035 | 9.6279 | 94.4295 |  |  | 228.8812
DE_N | d311g |  |  |  | 12.1037 | 13.3842 | 105.908 | 0.012067 | 1.5724 | 15.2252 |  | 0.51066 | 148.7162
DE_N | d311h |  |  |  | 12.4504 | 13.5907 | 106.631 | 0.012098 |  |  |  |  | 132.6842
DE_N | d312a |  |  |  | 12.431 | 13.5985 | 106.612 | 0.01213 |  |  |  |  | 132.6536
DE_N | d312b |  |  |  | 12.3639 | 13.5711 | 106.566 | 0.012161 |  |  |  | 0.13741 | 132.6506
DE_N | d312c |  |  |  | 12.1574 | 13.4891 | 106.604 | 0.012193 | 3.2506 | 26.8856 |  |  | 162.3989
DE_N | d312d |  |  |  | 11.7345 | 13.0933 | 106.226 | 0.012224 | 15.7185 | 113.636 |  |  | 260.4205
DE_N | d312e |  |  |  | 12.2047 | 13.3544 | 105.633 | 0.012256 | 25.7675 | 157.366 |  |  | 314.3379
DE_N | d312f |  |  |  | 12.4207 | 13.5238 | 103.577 | 0.012287 | 15.3873 | 97.8692 |  |  | 242.7903
DE_N | d312g |  |  |  | 12.4919 | 13.6048 | 101.578 | 0.012319 | 2.0528 | 16.4552 |  | 3.6545 | 149.8495
DE_N | d312h |  |  |  | 12.5131 | 13.6068 | 105.53 | 0.012351 |  |  |  | 1.4443 | 133.1065
DE_N | d313a |  |  |  | 12.3715 | 13.5668 | 105.503 | 0.012382 |  |  |  |  | 131.4537
DE_N | d313b |  |  |  | 12.3062 | 13.5746 | 105.805 | 0.012414 |  |  |  | 0.66876 | 132.367
DE_N | d313c |  |  |  | 11.7895 | 13.4677 | 105.331 | 0.012445 | 3.6251 | 25.1205 |  |  | 159.3463
DE_N | d313d |  |  |  | 11.4163 | 13.2099 | 105.11 | 0.012477 | 11.2923 | 113.247 |  |  | 254.288
DE_N | d313e |  |  |  | 11.3477 | 13.3085 | 104.777 | 0.012508 | 17.2951 | 147.652 |  |  | 294.3928
DE_N | d313f |  |  |  | 10.9096 | 13.2563 | 106.119 | 0.01254 | 13.8593 | 92.859 |  |  | 237.0157
DE_N | d313g |  |  |  | 9.5066 | 13.0079 | 103.768 | 0.012571 | 2.7839 | 16.8165 |  | 0.73914 | 146.6347
DE_N | d313h |  |  |  | 9.4809 | 13.1523 | 103.073 | 0.012603 |  |  |  | 1.9448 | 127.6637
DE_N | d314a |  |  |  | 6.9226 | 12.5222 | 102.033 | 0.012635 |  |  |  |  | 121.4904
DE_N | d314b |  |  |  | 4.6641 | 10.5985 | 93.5063 | 0.012666 |  |  |  | 12.3729 | 121.1544
DE_N | d314c |  |  |  | 2.2671 | 8.1936 | 82.9923 | 0.012698 | 4.1076 | 27.9557 |  | 9.1838 | 134.7128
DE_N | d314d |  |  |  | 1.0603 | 6.0356 | 67.9341 | 0.012729 | 19.8864 | 112.309 |  |  | 207.2381
DE_N | d314e |  |  |  | 1.5309 | 6.06 | 57.4353 | 0.012761 | 25.4119 | 136.102 |  |  | 226.5529
DE_N | d314f |  |  |  | 1.8321 | 4.8338 | 60.0304 | 0.012793 | 13.5546 | 71.616 |  |  | 151.8797
DE_N | d314g |  |  |  | 1.6049 | 3.9913 | 62.0216 | 0.012824 | 2.5776 | 13.0432 |  | 16.9895 | 100.2409
DE_N | d314h |  |  |  | 2.2545 | 4.7577 | 58.1003 | 0.012856 |  |  |  | 17.3864 | 82.5117
DE_N | d315a |  |  |  | 3.0452 | 4.7245 | 55.1307 | 0.012887 |  |  |  | 12.5535 | 75.4668
DE_N | d315b |  |  |  | 2.8018 | 3.9313 | 46.3328 | 0.012919 |  |  |  | 28.1302 | 81.209
DE_N | d315c |  |  |  | 2.0543 | 2.9785 | 37.9361 | 0.01295 | 2.6686 | 24.5646 |  | 22.1681 | 92.3832
DE_N | d315d |  |  |  | 1.0265 | 2.075 | 29.7037 | 0.012982 | 9.2628 | 92.8451 |  |  | 134.9261
DE_N | d315e |  |  |  | 0.71408 | 1.8724 | 27.7125 | 0.013013 | 11.8912 | 113.317 |  |  | 155.5202
DE_N | d315f |  |  |  | 0.61851 | 1.6005 | 31.1369 | 0.013045 | 10.0204 | 74.9516 |  |  | 118.341
DE_N | d315g |  |  |  | 0.81596 | 1.806 | 39.4266 | 0.013076 | 2.0697 | 15.2599 |  | 29.3122 | 88.7035
DE_N | d315h |  |  |  | 1.677 | 1.9881 | 42.358 | 0.013108 |  |  |  | 26.0637 | 72.0999
DE_N | d316a |  |  |  | 1.6585 | 1.5991 | 30.2426 | 0.01314 |  |  |  | 28.6268 | 62.1401
DE_N | d316b |  |  |  | 1.6558 | 1.3116 | 26.8564 | 0.013171 |  |  |  | 33.0692 | 62.9062
DE_N | d316c |  |  |  | 1.1554 | 1.048 | 31.8784 | 0.013203 | 3.4696 | 24.1894 |  | 9.7304 | 71.4844
DE_N | d316d |  |  |  | 1.6243 | 1.0211 | 27.552 | 0.013234 | 14.9291 | 103.081 |  |  | 148.2207
DE_N | d316e |  |  |  | 3.1295 | 1.8026 | 41.2152 | 0.013266 | 18.8209 | 139.097 |  |  | 204.0785
DE_N | d316f |  |  |  | 5.4363 | 3.1547 | 60.7527 | 0.013297 | 10.6574 | 79.1696 |  |  | 159.184
DE_N | d316g |  |  |  | 9.3935 | 6.0942 | 75.9791 | 0.013329 | 2.712 | 16.7262 |  | 22.6217 | 133.54
DE_N | d316h |  |  |  | 11.497 | 9.3709 | 79.9501 | 0.013361 |  |  |  | 19.7536 | 120.585
DE_N | d317a |  |  |  | 11.5411 | 9.7502 | 81.9642 | 0.013392 |  |  |  | 11.7035 | 114.9724
DE_N | d317b |  |  |  | 11.2549 | 10.2949 | 87.1161 | 0.013424 |  |  |  | 12.9693 | 121.6486
DE_N | d317c |  |  |  | 10.9136 | 10.8557 | 87.8996 | 0.013455 | 3.8431 | 27.101 |  |  | 140.6265
DE_N | d317d |  |  |  | 11.4338 | 11.5738 | 85.5797 | 0.013487 | 16.0274 | 110.516 |  |  | 235.1442
DE_N | d317e |  |  |  | 11.6394 | 12.5202 | 87.999 | 0.013518 | 22.4418 | 148.34 |  |  | 282.9539
DE_N | d317f |  |  |  | 11.5871 | 12.489 | 93.8809 | 0.01355 | 13.4572 | 89.2108 |  |  | 220.6385
DE_N | d317g |  |  |  | 11.7575 | 12.6076 | 99.4111 | 0.013581 | 2.7014 | 16.5177 |  | 0.28735 | 143.2962
DE_N | d317h |  |  |  | 10.424 | 12.6886 | 104.884 | 0.013613 |  |  |  | 2.528 | 130.5382
DE_N | d318a |  |  |  | 8.8688 | 12.2098 | 96.4454 | 0.013645 |  |  |  | 6.2785 | 123.8161
DE_N | d318b |  |  |  | 7.9369 | 11.4635 | 92.0196 | 0.013676 |  |  |  | 17.8941 | 129.3278
DE_N | d318c |  |  |  | 6.4146 | 10.2856 | 90.0552 | 0.013708 | 3.4273 | 25.2039 |  | 7.18 | 142.5802
DE_N | d318d |  |  |  | 6.1995 | 9.6101 | 91.6871 | 0.013739 | 10.3241 | 94.3183 |  |  | 212.1528
DE_N | d318e |  |  |  | 7.8684 | 10.8318 | 90.2501 | 0.013771 | 14.2984 | 123.886 |  |  | 247.1485
DE_N | d318f |  |  |  | 7.2873 | 10.6834 | 93.128 | 0.013802 | 8.5253 | 84.0755 |  |  | 203.7133
DE_N | d318g |  |  |  | 9.0833 | 11.4966 | 96.8581 | 0.013834 | 2.0887 | 16.4691 |  | 8.8465 | 144.8562
DE_N | d318h |  |  |  | 10.5101 | 12.1444 | 98.6276 | 0.013865 |  |  |  | 9.4256 | 130.7216
DE_N | d319a |  |  |  | 9.7181 | 12.017 | 94.1675 | 0.013897 |  |  |  | 7.7281 | 123.6445
DE_N | d319b |  |  |  | 9.0594 | 12.1136 | 96.9231 | 0.013929 |  |  |  | 12.9257 | 131.0358
DE_N | d319c |  |  |  | 7.0971 | 12.0726 | 102.782 | 0.01396 | 3.9606 | 30.2419 |  |  | 156.1681
DE_N | d319d |  |  |  | 3.9279 | 10.1943 | 96.4912 | 0.013992 | 19.3446 | 129.821 |  |  | 259.793
DE_N | d319e |  |  |  | 4.4242 | 9.8976 | 89.3519 | 0.014023 | 26.9801 | 171.202 |  |  | 301.8698
DE_N | d319f |  |  |  | 5.4823 | 9.5881 | 92.654 | 0.014055 | 16.3216 | 103.317 |  |  | 227.377
DE_N | d319g |  |  |  | 7.3946 | 8.5557 | 84.9224 | 0.014086 | 3.1913 | 18.1646 |  | 11.568 | 133.8107
DE_N | d319h |  |  |  | 7.5546 | 8.7183 | 86.1224 | 0.014118 |  |  |  | 6.7099 | 109.1193
DE_N | d320a |  |  |  | 7.327 | 8.6006 | 84.9376 | 0.01415 |  |  |  |  | 100.8794
DE_N | d320b |  |  |  | 6.8636 | 5.6753 | 75.532 | 0.014181 |  |  |  | 17.9072 | 105.9923
DE_N | d320c |  |  |  | 4.3936 | 3.5979 | 68.1175 | 0.014213 | 4.5235 | 25.1275 |  | 19.8917 | 125.6659
DE_N | d320d |  |  |  | 3.2111 | 2.3112 | 41.7044 | 0.014244 | 20.3382 | 90.5867 |  |  | 158.1659
DE_N | d320e |  |  |  | 2.5344 | 1.6176 | 16.6252 | 0.014276 | 24.9252 | 116.465 |  |  | 162.1817
DE_N | d320f |  |  |  | 2.6747 | 1.4736 | 17.3972 | 0.014307 | 13.8498 | 74.7153 |  |  | 110.1249
DE_N | d320g | 0.031909 |  | 0.072992 | 2.8 | 2.1863 | 22.3045 | 0.014339 | 2.7871 | 15.656 |  | 29.8508 | 75.7039
DE_N | d320h | 0.031909 |  | 0.072992 | 2.332 | 2.5704 | 29.1878 | 0.01437 |  |  |  | 25.346 | 59.5555
DE_N | d321a | 0.031909 |  | 0.072992 | 1.3772 | 1.8329 | 27.8463 | 0.014402 |  |  |  | 20.9688 | 52.1445
DE_N | d321b | 0.031909 |  | 0.072992 | 1.7595 | 2.2712 | 24.2499 | 0.014434 |  |  |  | 30.1295 | 58.5294
DE_N | d321c | 0.031909 |  | 0.072992 | 1.3925 | 2.2907 | 22.9657 | 0.014465 | 4.2981 | 22.1325 |  | 20.5071 | 73.7061
DE_N | d321d |  |  |  | 1.1784 | 1.234 | 17.4737 | 0.014497 | 20.1499 | 93.408 |  |  | 133.4585
DE_N | d321e |  |  |  | 1.476 | 1.6191 | 21.9759 | 0.014528 | 28.6064 | 137.631 |  |  | 191.3229
DE_N | d321f |  |  |  | 3.556 | 3.2089 | 33.7282 | 0.01456 | 18.478 | 91.5735 |  |  | 150.5591
DE_N | d321g |  |  |  | 5.9561 | 4.3643 | 47.7889 | 0.014591 | 3.368 | 18.3314 |  | 26.2249 | 106.0481
DE_N | d321h |  |  |  | 6.2135 | 5.3986 | 54.0453 | 0.014623 |  |  |  | 24.219 | 89.891
DE_N | d322a |  |  |  | 5.0892 | 4.8265 | 51.0566 | 0.014655 |  |  |  | 21.3558 | 82.3427
DE_N | d322b |  |  |  | 4.1028 | 4.0733 | 45.6104 | 0.014686 |  |  |  | 35.466 | 89.2672
DE_N | d322c |  |  |  | 2.7152 | 2.9512 | 38.666 | 0.014718 | 4.8356 | 28.2823 |  | 19.5366 | 97.0016
DE_N | d322d |  |  |  | 2.6386 | 2.9951 | 31.7102 | 0.014749 | 21.4493 | 115.103 |  |  | 173.9109
DE_N | d322e |  |  |  | 3.5068 | 3.8552 | 33.3116 | 0.014781 | 25.5728 | 150.911 |  |  | 217.1722
DE_N | d322f |  |  |  | 4.5374 | 4.7743 | 39.7744 | 0.014812 | 15.3217 | 99.2104 |  |  | 163.633
DE_N | d322g |  |  |  | 5.4935 | 5.8076 | 48.0144 | 0.014844 | 3.3172 | 19.4293 |  | 16.1511 | 98.228
DE_N | d322h |  |  |  | 5.4205 | 5.6963 | 48.7558 | 0.014875 |  |  |  | 20.9466 | 80.8341
DE_N | d323a |  |  |  | 3.5303 | 4.0963 | 40.0916 | 0.014907 |  |  |  | 27.0717 | 74.8048
DE_N | d323b |  |  |  | 2.8401 | 3.2733 | 32.4325 | 0.014939 |  |  |  | 39.2246 | 77.7854
DE_N | d323c |  |  |  | 1.4083 | 1.6713 | 27.8042 | 0.01497 | 4.8303 | 27.3442 |  | 23.4082 | 86.4816
DE_N | d323d |  |  |  | 1.0995 | 1.3609 | 22.702 | 0.015002 | 19.2018 | 104.568 |  |  | 148.9472
DE_N | d323e |  |  |  | 2.0025 | 2.1277 | 31.7064 | 0.015033 | 21.608 | 131.322 |  |  | 188.7816
DE_N | d323f |  |  |  | 2.8807 | 3.2875 | 50.2999 | 0.015065 | 13.0022 | 84.145 |  |  | 153.6303
DE_N | d323g |  |  |  | 5.3615 | 5.9643 | 69.0424 | 0.015096 | 2.9247 | 18.1229 |  | 33.7426 | 135.1734
DE_N | d323h |  |  |  | 7.51 | 9.3572 | 85.2014 | 0.015128 |  |  |  | 20.0356 | 122.1194
DE_N | d324a |  |  |  | 6.9524 | 10.248 | 95.5663 | 0.015159 |  |  |  | 3.6186 | 116.4004
DE_N | d324b |  |  |  | 6.5629 | 10.556 | 85.0867 | 0.015191 |  |  |  | 18.7502 | 120.971
DE_N | d324c |  |  |  | 4.6082 | 9.6018 | 84.3567 | 0.015223 | 4.824 | 31.5066 |  |  | 134.9124
DE_N | d324d |  |  |  | 3.2715 | 8.0525 | 78.0735 | 0.015254 | 19.9393 | 126.645 |  |  | 235.9971
DE_N | d324e |  |  |  | 5.5116 | 9.3221 | 79.6749 | 0.015286 | 28.0403 | 173.342 |  |  | 295.9061
DE_N | d324f |  |  |  | 7.7922 | 9.964 | 83.6535 | 0.015317 | 17.6347 | 108.07 |  |  | 227.1297
DE_N | d324g |  |  |  | 8.9251 | 9.4954 | 78.6124 | 0.015349 | 3.1056 | 19.5752 |  | 11.3799 | 131.1089
DE_N | d324h |  |  |  | 9.4801 | 9.9464 | 71.454 | 0.01538 |  |  |  | 23.2735 | 114.1693
DE_N | d325a |  |  |  | 8.0091 | 9.2044 | 68.106 | 0.015412 |  |  |  | 20.3025 | 105.6374
DE_N | d325b |  |  |  | 6.3307 | 8.1101 | 60.1947 | 0.015444 |  |  |  | 35.2143 | 109.8652
DE_N | d325c |  |  |  | 4.0658 | 5.8516 | 51.1483 | 0.015475 | 4.1616 | 33.3272 |  | 26.1206 | 124.6906
DE_N | d325d |  |  |  | 3.4013 | 4.356 | 46.5124 | 0.015507 | 17.5924 | 131.113 |  |  | 202.9906
DE_N | d325e |  |  |  | 5.746 | 5.9116 | 52.5013 | 0.015538 | 19.2092 | 162.481 |  |  | 245.8646
DE_N | d325f |  |  |  | 5.3448 | 5.4796 | 59.8355 | 0.01557 | 11.4584 | 104.165 |  |  | 186.2989
DE_N | d325g |  |  |  | 6.1873 | 6.4202 | 68.2819 | 0.015601 | 2.9363 | 20.3188 |  | 4.1185 | 108.2787
DE_N | d325h |  |  |  | 8.0172 | 7.4868 | 62.7363 | 0.015633 |  |  |  | 14.4524 | 92.7083
DE_N | d326a |  |  |  | 6.5741 | 6.2801 | 45.5989 | 0.015665 |  |  |  | 25.7369 | 84.2057
DE_N | d326b |  |  |  | 4.4928 | 5.298 | 35.5512 | 0.015696 |  |  |  | 44.2113 | 89.569
DE_N | d326c |  |  |  | 2.3122 | 3.0312 | 26.7991 | 0.015728 | 4.5605 | 34.6267 |  | 32.5295 | 103.875
DE_N | d326d |  |  |  | 1.5837 | 1.4004 | 18.2457 | 0.015759 | 19.933 | 140.327 |  |  | 181.5056
DE_N | d326e |  |  |  | 3.1178 | 1.8973 | 18.9413 | 0.015791 | 26.5124 | 171.653 |  |  | 222.1376
DE_N | d326f |  |  |  | 3.1994 | 1.9554 | 18.8381 | 0.015822 | 15.0402 | 101.969 |  |  | 141.0179
DE_N | d326g | 0.031909 |  | 0.072992 | 3.7273 | 2.7183 | 21.4675 | 0.015854 | 2.8929 | 19.1444 |  | 31.9419 | 82.0131
DE_N | d326h | 0.031909 |  | 0.072992 | 4.784 | 3.7253 | 26.2602 | 0.015885 |  |  |  | 29.8369 | 64.7272
DE_N | d327a | 0.031909 |  | 0.072992 | 3.0565 | 2.8867 | 32.1841 | 0.015917 |  |  |  | 21.5488 | 59.7969
DE_N | d327b | 0.031909 |  | 0.072992 | 2.1368 | 2.2951 | 34.3741 | 0.015949 |  |  |  | 26.4384 | 65.3653
DE_N | d327c | 0.031909 |  | 0.072992 | 1.4295 | 1.768 | 33.4874 | 0.01598 | 2.8993 | 27.8862 |  | 17.0362 | 84.6274
DE_N | d327d |  |  |  | 0.82768 | 1.8168 | 35.9258 | 0.016012 | 10.6342 | 103.616 |  |  | 152.8365
DE_N | d327e |  |  |  | 0.98366 | 2.7203 | 39.247 | 0.016043 | 18.0114 | 133.816 |  |  | 194.7944
DE_N | d327f |  |  |  | 2.2112 | 3.3563 | 40.2101 | 0.016075 | 9.7527 | 87.0706 |  |  | 142.617
DE_N | d327g |  |  |  | 3.3157 | 3.5877 | 38.8839 | 0.016106 | 1.5967 | 17.9283 |  | 37.2933 | 102.6217
DE_N | d327h |  |  |  | 4.1127 | 4.579 | 40.2789 | 0.016138 |  |  |  | 36.6669 | 85.6537
DE_N | d328a |  |  |  | 5.2375 | 5.6339 | 48.7826 | 0.016169 |  |  |  | 17.3426 | 77.0127
DE_N | d328b |  |  |  | 5.9196 | 5.6812 | 51.0107 | 0.016201 |  |  |  | 19.5275 | 82.1552
DE_N | d328c |  |  |  | 6.5886 | 5.1204 | 51.305 | 0.016233 | 1.8919 | 17.9283 |  | 13.6062 | 96.4566
DE_N | d328d |  |  |  | 6.9429 | 5.5113 | 51.1636 | 0.016264 | 6.0906 | 60.1086 |  |  | 129.8333
DE_N | d328e |  |  |  | 7.0033 | 5.9741 | 49.1992 | 0.016296 | 6.1731 | 93.95 |  |  | 162.316
DE_N | d328f |  |  |  | 6.3262 | 8.0378 | 57.6417 | 0.016327 | 3.8727 | 67.1409 |  |  | 143.0357
DE_N | d328g |  |  |  | 5.8776 | 9.3889 | 68.5073 | 0.016359 | 1.5745 | 17.0945 |  | 17.6071 | 120.0663
DE_N | d328h |  |  |  | 5.2573 | 7.7406 | 68.7137 | 0.01639 |  |  |  | 17.0208 | 98.7488
DE_N | d329a |  |  |  | 4.903 | 6.7585 | 70.403 | 0.016422 |  |  |  | 8.3388 | 90.4197
DE_N | d329b |  |  |  | 4.083 | 5.7876 | 71.1101 | 0.016453 |  |  |  | 14.6239 | 95.621
DE_N | d329c |  |  |  | 2.5804 | 4.764 | 69.9406 | 0.016485 | 3.0337 | 23.9739 |  | 7.0976 | 111.4067
DE_N | d329d |  |  |  | 2.1544 | 4.4673 | 67.2767 | 0.016517 | 8.9761 | 85.7989 |  |  | 168.6899
DE_N | d329e |  |  |  | 3.2503 | 6.8454 | 68.836 | 0.016548 | 13.8657 | 110.225 |  |  | 203.0389
DE_N | d329f |  |  |  | 3.5627 | 9.1014 | 80.6533 | 0.01658 | 9.1094 | 66.9255 |  |  | 169.369
DE_N | d329g |  |  |  | 3.4329 | 9.8424 | 91.5801 | 0.016611 | 2.5173 | 16.1216 |  | 16.8311 | 140.342
DE_N | d329h |  |  |  | 7.1696 | 12.3206 | 102.935 | 0.016643 |  |  |  | 4.5826 | 127.0245
DE_N | d330a |  |  |  | 8.8228 | 13.1738 | 106.298 | 0.016674 |  |  |  |  | 128.3112
DE_N | d330b |  |  |  | 8.1993 | 12.9649 | 106.6 | 0.016706 |  |  |  |  | 127.7809
DE_N | d330c |  |  |  | 4.7984 | 11.1867 | 105.908 | 0.016737 | 4.6632 | 33.5427 |  |  | 160.1157
DE_N | d330d |  |  |  | 2.1562 | 10.2988 | 98.276 | 0.016769 | 17.2464 | 121.649 |  |  | 249.6432
DE_N | d330e |  |  |  | 2.2969 | 9.3167 | 84.651 | 0.016801 | 18.5214 | 136.929 |  |  | 251.7318
DE_N | d330f |  |  |  | 0.90838 | 5.8491 | 60.596 | 0.016832 | 13.2022 | 90.0864 |  |  | 170.6589
DE_N | d330g |  |  |  | 1.1266 | 2.9316 | 42.358 | 0.016864 | 3.1733 | 21.2291 |  | 39.3297 | 110.1652
DE_N | d330h |  |  |  | 4.6551 | 4.1119 | 40.5349 | 0.016895 |  |  |  | 43.7617 | 93.0805
DE_N | d331a |  |  |  | 5.7839 | 5.9721 | 52.6465 | 0.016927 |  |  |  | 29.8133 | 94.2327
DE_N | d331b |  |  |  | 6.3537 | 8.4332 | 70.8884 | 0.016958 |  |  |  | 12.6154 | 98.3077
DE_N | d331c |  |  |  | 4.0974 | 7.5278 | 77.592 | 0.01699 | 4.9139 | 33.5149 |  |  | 127.663
DE_N | d331d |  |  |  | 2.3392 | 4.5239 | 65.5836 | 0.017021 | 21.5477 | 136.756 |  |  | 230.7674
DE_N | d331e |  |  |  | 3.8828 | 5.1784 | 60.2979 | 0.017053 | 26.8362 | 178.72 |  |  | 274.9324
DE_N | d331f |  |  |  | 4.6708 | 6.369 | 67.7888 | 0.017085 | 17.2009 | 110.919 |  |  | 206.9656
DE_N | d331g |  |  |  | 7.6534 | 9.5988 | 85.6714 | 0.017116 | 3.441 | 21.0554 |  | 11.1422 | 138.5793
DE_N | d331h |  |  |  | 10.8032 | 12.4851 | 94.5535 | 0.017148 |  |  |  | 7.1574 | 125.0164
DE_N | d332a |  |  |  | 9.9399 | 11.2389 | 87.4677 | 0.017179 |  |  |  | 8.0453 | 116.709
DE_N | d332b |  |  |  | 7.68 | 9.2684 | 78.0774 | 0.017211 |  |  |  | 27.5916 | 122.6346
DE_N | d332c |  |  |  | 5.2695 | 7.437 | 83.0917 | 0.017243 | 5.0123 | 35.4397 |  | 0.86015 | 137.1276
DE_N | d332d |  |  |  | 4.2646 | 5.6426 | 79.4341 | 0.017274 | 21.6059 | 143.705 |  |  | 254.6696
DE_N | d332e |  |  |  | 5.6784 | 8.3253 | 72.0923 | 0.017306 | 28.3345 | 189.095 |  |  | 303.5428
DE_N | d332f |  |  |  | 5.7465 | 8.731 | 80.7297 | 0.017337 | 16.1279 | 118.945 |  |  | 230.2974
DE_N | d332g |  |  |  | 5.975 | 9.5329 | 92.1801 | 0.017369 | 3.2368 | 21.3889 |  | 9.6242 | 141.9554
DE_N | d332h |  |  |  | 7.9545 | 10.2876 | 99.4723 | 0.0174 |  |  |  | 5.9102 | 123.642
DE_N | d333a |  |  |  | 6.4141 | 7.1285 | 93.0209 | 0.017432 |  |  |  | 8.4398 | 115.0207
DE_N | d333b |  |  |  | 4.7524 | 5.0706 | 85.3925 | 0.017463 |  |  |  | 26.1417 | 121.3747
DE_N | d333c |  |  |  | 2.745 | 3.7527 | 80.6151 | 0.017495 | 3.9659 | 31.6734 |  | 12.7289 | 135.4984
DE_N | d333d |  |  |  | 1.989 | 3.4046 | 55.9792 | 0.017527 | 12.5483 | 113.616 |  |  | 187.5546
DE_N | d333e |  |  |  | 2.9925 | 3.1908 | 42.014 | 0.017558 | 11.6679 | 124.31 |  |  | 184.1927
DE_N | d333f |  |  |  | 5.723 | 6.1835 | 60.8406 | 0.01759 | 8.6819 | 68.4265 |  |  | 149.8731
DE_N | d333g |  |  |  | 8.3007 | 8.0818 | 86.6499 | 0.017621 | 2.2263 | 15.5379 |  | 20.6248 | 141.439
DE_N | d333h |  |  |  | 7.9649 | 7.8036 | 89.3557 | 0.017653 |  |  |  | 18.0404 | 123.1822
DE_N | d334a |  |  |  | 6.4398 | 7.5649 | 87.7888 | 0.017684 |  |  |  | 14.4915 | 116.3026
DE_N | d334b |  |  |  | 6.8586 | 9.0741 | 92.2718 | 0.017716 |  |  |  | 15.5898 | 123.812
DE_N | d334c |  |  |  | 7.7733 | 10.3984 | 95.7307 | 0.017747 | 2.7363 | 17.3516 |  | 5.0259 | 139.034
DE_N | d334d |  |  |  | 7.473 | 10.3608 | 95.8874 | 0.017779 | 10.2257 | 62.4504 |  |  | 186.4151
DE_N | d334e |  |  |  | 8.5419 | 11.2238 | 93.4184 | 0.017811 | 14.1736 | 106.312 |  |  | 233.6875
DE_N | d334f |  |  |  | 10.4461 | 12.0702 | 89.1799 | 0.017842 | 11.5399 | 86.6397 |  |  | 209.8936
DE_N | d334g |  |  |  | 10.1765 | 12.3797 | 91.1215 | 0.017874 | 3.1998 | 20.5689 |  | 7.1637 | 144.628
DE_N | d334h |  |  |  | 9.7654 | 12.7096 | 92.956 | 0.017905 |  |  |  | 11.5166 | 126.9655
DE_N | d335a |  |  |  | 9.1131 | 12.3025 | 89.2755 | 0.017937 |  |  |  | 9.4921 | 120.2011
DE_N | d335b |  |  |  | 8.7944 | 11.6665 | 84.5937 | 0.017968 |  |  |  | 21.0343 | 126.1068
DE_N | d335c |  |  |  | 6.7486 | 8.7012 | 84.8268 | 0.018 | 5.2758 | 31.2634 |  | 3.7146 | 140.5484
DE_N | d335d |  |  |  | 5.8344 | 7.2827 | 89.0844 | 0.018031 | 22.0704 | 130.446 |  |  | 254.7359
DE_N | d335e |  |  |  | 6.1964 | 7.1421 | 88.0066 | 0.018063 | 29.4699 | 175.739 |  |  | 306.5721
DE_N | d335f |  |  |  | 8.0487 | 7.7308 | 88.729 | 0.018095 | 19.8896 | 119.494 |  |  | 243.9102
DE_N | d335g |  |  |  | 8.5216 | 8.2038 | 94.1522 | 0.018126 | 3.9796 | 23.7446 |  |  | 138.62
DE_N | d335h |  |  |  | 8.2006 | 8.4918 | 91.3813 | 0.018158 |  |  |  | 12.3255 | 120.4174
DE_N | d336a |  |  |  | 6.3235 | 7.1787 | 77.0302 | 0.018189 |  |  |  | 20.9824 | 111.533
DE_N | d336b |  |  |  | 5.3358 | 6.1601 | 60.8483 | 0.018221 |  |  |  | 40.209 | 112.5713
DE_N | d336c |  |  |  | 4.2187 | 3.6223 | 53.644 | 0.018252 | 4.5076 | 29.9431 |  | 33.8363 | 129.7902
DE_N | d336d |  |  |  | 3.7255 | 2.3986 | 46.7111 | 0.018284 | 16.9946 | 116.562 |  |  | 186.4101
DE_N | d336e |  |  |  | 3.8138 | 3.2997 | 63.1376 | 0.018315 | 23.3729 | 156.38 |  |  | 250.0223
DE_N | d336f |  |  |  | 5.8907 | 5.6192 | 83.1222 | 0.018347 | 15.546 | 108.765 |  |  | 218.9615
DE_N | d336g |  |  |  | 6.585 | 6.551 | 86.8524 | 0.018379 | 3.5056 | 23.0497 |  | 8.0799 | 134.6419
DE_N | d336h |  |  |  | 6.3167 | 7.1797 | 80.6266 | 0.01841 |  |  |  | 21.3061 | 115.4476
DE_N | d337a |  |  |  | 4.4513 | 7.2998 | 71.4731 | 0.018442 |  |  |  | 23.5983 | 106.8409
DE_N | d337b |  |  |  | 3.7435 | 6.4114 | 58.4558 | 0.018473 |  |  |  | 39.8294 | 108.4586
DE_N | d337c |  |  |  | 2.8184 | 3.5052 | 49.3712 | 0.018505 | 4.8441 | 33.0284 |  | 25.5292 | 119.115
DE_N | d337d |  |  |  | 3.8296 | 3.1781 | 55.1422 | 0.018536 | 20.8281 | 131.12 |  |  | 214.1166
DE_N | d337e |  |  |  | 5.8407 | 4.7303 | 72.8567 | 0.018568 | 29.2297 | 177.824 |  |  | 290.5
DE_N | d337f |  |  |  | 8.11 | 6.8644 | 87.762 | 0.0186 | 20.1763 | 118.174 |  |  | 241.1053
DE_N | d337g |  |  |  | 8.0158 | 7.5888 | 91.2017 | 0.018631 | 4.0547 | 23.8141 |  |  | 134.6938
DE_N | d337h |  |  |  | 8.1515 | 7.601 | 87.8729 | 0.018663 |  |  |  | 19.9869 | 123.631
DE_N | d338a |  |  |  | 6.461 | 5.8018 | 71.8133 | 0.018694 |  |  |  | 29.057 | 113.1517
DE_N | d338b |  |  |  | 5.8907 | 5.0305 | 57.5538 | 0.018726 |  |  |  | 40.9245 | 109.4183
DE_N | d338c |  |  |  | 4.119 | 3.0503 | 55.3524 | 0.018757 | 5.2917 | 35.9956 |  | 25.9459 | 129.7736
DE_N | d338d |  |  |  | 4.0649 | 2.4821 | 52.142 | 0.018789 | 22.1963 | 144.552 |  |  | 225.4561
DE_N | d338e |  |  |  | 5.8461 | 3.2123 | 53.4759 | 0.018821 | 29.9365 | 195.495 |  |  | 287.9846
DE_N | d338f |  |  |  | 6.145 | 4.0768 | 58.9259 | 0.018852 | 20.5488 | 131.94 |  |  | 221.6553
DE_N | d338g |  |  |  | 5.6951 | 4.5136 | 61.9452 | 0.018884 | 4.0791 | 25.2178 |  | 0.30135 | 101.771
DE_N | d338h |  |  |  | 5.7586 | 4.6034 | 59.6253 | 0.018915 |  |  |  | 21.2702 | 91.2765
DE_N | d339a |  |  |  | 3.5032 | 3.4715 | 54.2555 | 0.018947 |  |  |  | 22.8149 | 84.0641
DE_N | d339b |  |  |  | 1.64 | 1.7304 | 37.5806 | 0.018978 |  |  |  | 44.2113 | 85.1813
DE_N | d339c |  |  |  | 0.51978 | 0.54572 | 20.4318 | 0.01901 | 5.2367 | 36.7739 |  | 38.2045 | 101.7314
DE_N | d339d |  |  |  | 0.46749 | 0.4642 | 20.1337 | 0.019041 | 22.0704 | 147.422 |  |  | 190.5768
DE_N | d339e |  |  |  | 1.3168 | 0.88984 | 23.8944 | 0.019073 | 29.9555 | 195.78 |  |  | 251.8556
DE_N | d339f |  |  |  | 1.9457 | 1.6684 | 33.946 | 0.019104 | 20.4102 | 131.586 |  |  | 189.5754
DE_N | d339g |  |  |  | 2.7824 | 2.9795 | 42.9236 | 0.019136 | 4.0727 | 25.0927 |  | 19.969 | 97.839
DE_N | d339h |  |  |  | 4.2899 | 4.4526 | 46.971 | 0.019168 |  |  |  | 24.7194 | 80.4521
DE_N | d340a |  |  |  | 2.9217 | 3.4588 | 40.0534 | 0.019199 |  |  |  | 26.2743 | 72.7274
DE_N | d340b |  |  |  | 3.1394 | 3.5813 | 33.904 | 0.019231 |  |  |  | 35.561 | 76.205
DE_N | d340c |  |  |  | 1.75 | 2.2946 | 27.2806 | 0.019262 | 5.2007 | 36.2389 |  | 20.2786 | 93.0627
DE_N | d340d |  |  |  | 0.97825 | 1.0826 | 16.6443 | 0.019294 | 21.8937 | 143.899 |  |  | 184.5172
DE_N | d340e |  |  |  | 1.6202 | 1.4268 | 13.518 | 0.019325 | 29.6698 | 190.562 |  |  | 236.8161
DE_N | d340f |  |  |  | 2.0706 | 1.4385 | 17.8176 | 0.019357 | 19.8081 | 123.678 |  |  | 164.8321
DE_N | d340g |  |  |  | 3.2557 | 2.2224 | 31.5994 | 0.019389 | 3.7077 | 23.8002 |  | 29.6749 | 94.2797
DE_N | d340h |  |  |  | 7.7999 | 4.6669 | 36.1665 | 0.01942 |  |  |  | 29.8893 | 78.542
DE_N | d341a |  |  |  | 8.7186 | 5.1882 | 29.4285 | 0.019452 |  |  |  | 26.3394 | 69.6942
DE_N | d341b |  |  |  | 7.611 | 5.0921 | 35.0964 | 0.019483 |  |  |  | 28.5821 | 76.401
DE_N | d341c |  |  |  | 5.0409 | 3.572 | 34.5308 | 0.019515 | 4.6208 | 33.0562 |  | 12.3166 | 93.1569
DE_N | d341d |  |  |  | 4.2561 | 3.8923 | 36.1665 | 0.019546 | 15.5164 | 114.248 |  |  | 174.0988
DE_N | d341e |  |  |  | 5.7099 | 5.2907 | 40.1872 | 0.019578 | 18.8643 | 128.069 |  |  | 198.1407
DE_N | d341f |  |  |  | 6.1152 | 6.3241 | 46.9595 | 0.019609 | 13.1335 | 80.0035 |  |  | 152.5554
DE_N | d341g |  |  |  | 5.0684 | 7.2207 | 56.671 | 0.019641 | 3.0548 | 18.8456 |  | 23.8953 | 114.7755
DE_N | d341h |  |  |  | 4.6911 | 6.7551 | 57.3474 | 0.019673 |  |  |  | 30.022 | 98.8353
DE_N | d342a |  |  |  | 4.6605 | 6.698 | 62.3044 | 0.019704 |  |  |  | 17.5011 | 91.1836
DE_N | d342b |  |  |  | 4.903 | 6.3265 | 61.5783 | 0.019736 |  |  |  | 26.1016 | 98.9291
DE_N | d342c |  |  |  | 3.1372 | 4.6293 | 54.1027 | 0.019767 | 3.6368 | 26.8717 |  | 22.2498 | 114.6472
DE_N | d342d |  |  |  | 2.6354 | 4.4468 | 46.4474 | 0.019799 | 12.6806 | 91.1287 |  |  | 157.3587
DE_N | d342e |  |  |  | 2.6927 | 5.361 | 45.5034 | 0.01983 | 16.9935 | 131.363 |  |  | 201.9334
DE_N | d342f |  |  |  | 2.4042 | 5.1213 | 48.6297 | 0.019862 | 10.6447 | 90.8508 |  |  | 157.6706
DE_N | d342g |  |  |  | 1.0991 | 3.8244 | 50.6706 | 0.019894 | 2.7109 | 21.5626 |  | 17.7137 | 97.6012
DE_N | d342h |  |  |  | 1.3641 | 2.9653 | 43.3631 | 0.019925 |  |  |  | 30.4079 | 78.1204
DE_N | d343a |  |  |  | 2.2811 | 2.6153 | 39.6024 | 0.019957 |  |  |  | 26.3135 | 70.8323
DE_N | d343b |  |  |  | 3.8373 | 2.7657 | 42.1325 | 0.019988 |  |  |  | 29.2656 | 78.021
DE_N | d343c |  |  |  | 4.513 | 2.4845 | 39.805 | 0.02002 | 2.5469 | 17.7824 |  | 23.1016 | 90.2535
DE_N | d343d |  |  |  | 3.9288 | 1.7631 | 32.1115 | 0.020051 | 12.4827 | 62.7353 |  |  | 113.0414
DE_N | d343e |  |  |  | 3.2702 | 1.3174 | 33.8581 | 0.020083 | 16.1227 | 83.332 |  |  | 137.9205
DE_N | d343f |  |  |  | 3.9585 | 2.2092 | 53.3421 | 0.020115 | 10.8024 | 58.4061 |  |  | 128.7385
DE_N | d343g |  |  |  | 4.312 | 3.4466 | 57.3398 | 0.020146 | 2.5078 | 14.8708 |  | 22.2968 | 104.7939
DE_N | d343h |  |  |  | 6.6679 | 5.6544 | 56.4608 | 0.020178 |  |  |  | 20.3265 | 89.1297
DE_N | d344a |  |  |  | 9.0838 | 8.6231 | 55.0123 | 0.020209 |  |  |  | 9.5422 | 82.2816
DE_N | d344b |  |  |  | 10.3028 | 8.4713 | 71.5266 | 0.020241 |  |  |  |  | 90.3209
DE_N | d344c |  |  |  | 10.4835 | 9.9386 | 77.5729 | 0.020272 | 3.2791 | 24.4604 |  |  | 125.7548
DE_N | d344d |  |  |  | 10.1116 | 11.6797 | 86.004 | 0.020304 | 15.7904 | 94.9298 |  |  | 218.5358
DE_N | d344e |  |  |  | 9.2794 | 11.893 | 86.3785 | 0.020335 | 21.2334 | 134.574 |  |  | 263.3787
DE_N | d344f |  |  |  | 9.6748 | 12.7355 | 93.3878 | 0.020367 | 14.9249 | 96.8547 |  |  | 227.5981
DE_N | d344g |  |  |  | 8.0239 | 12.3792 | 94.9166 | 0.020398 | 3.5415 | 22.2228 |  | 20.4641 | 161.5686
DE_N | d344h |  |  |  | 7.2936 | 11.8383 | 103.019 | 0.02043 |  |  |  | 23.8408 | 146.0122
DE_N | d345a |  |  |  | 8.6614 | 12.6379 | 106.592 | 0.020462 |  |  |  | 14.518 | 142.4297
DE_N | d345b |  |  |  | 8.8886 | 12.5144 | 105.908 | 0.020493 |  |  |  | 20.0592 | 147.3907
DE_N | d345c |  |  |  | 10.232 | 12.6872 | 102.377 | 0.020525 | 4.3087 | 28.1155 |  |  | 157.7409
DE_N | d345d |  |  |  | 11.0223 | 13.0533 | 98.9678 | 0.020556 | 12.0563 | 81.2751 |  |  | 216.3954
DE_N | d345e |  |  |  | 11.3085 | 12.5764 | 95.3714 | 0.020588 | 8.7846 | 88.0156 |  |  | 216.077
DE_N | d345f |  |  |  | 11.6345 | 10.7547 | 86.26 | 0.020619 | 6.0345 | 61.6999 |  |  | 176.4042
DE_N | d345g |  |  |  | 10.7437 | 8.9628 | 82.6101 | 0.020651 | 2.5067 | 16.8582 |  | 7.6166 | 129.3188
DE_N | d345h |  |  |  | 10.7337 | 7.825 | 73.7089 | 0.020683 |  |  |  | 24.7552 | 117.0435
DE_N | d346a |  |  |  | 10.8027 | 7.6742 | 68.0334 | 0.020714 |  |  |  | 25.5425 | 112.0735
DE_N | d346b |  |  |  | 10.1058 | 7.0494 | 60.791 | 0.020746 |  |  |  | 38.4876 | 116.4545
DE_N | d346c |  |  |  | 8.5951 | 5.5929 | 56.927 | 0.020777 | 3.0358 | 27.1427 |  | 27.615 | 128.9292
DE_N | d346d |  |  |  | 5.9205 | 4.5029 | 58.0201 | 0.020809 | 13.0456 | 90.6423 |  |  | 172.1522
DE_N | d346e |  |  |  | 5.4187 | 5.7139 | 63.3746 | 0.02084 | 18.6907 | 118.612 |  |  | 211.8308
DE_N | d346f |  |  |  | 7.4442 | 8.0335 | 69.3673 | 0.020872 | 10.8976 | 83.1096 |  |  | 178.873
DE_N | d346g |  |  |  | 7.8035 | 9.8736 | 78.3755 | 0.020903 | 3.2178 | 21.3333 |  | 21.8704 | 142.495
DE_N | d346h |  |  |  | 9.3268 | 10.7982 | 79.243 | 0.020935 |  |  |  | 26.8272 | 126.2161
DE_N | d347a |  |  |  | 10.1599 | 11.5787 | 90.9074 | 0.020967 |  |  |  | 9.3793 | 122.0462
DE_N | d347b |  |  |  | 10.4186 | 11.5992 | 96.1855 | 0.020998 |  |  |  | 12.7308 | 130.9551
DE_N | d347c |  |  |  | 10.209 | 11.4854 | 97.3091 | 0.02103 | 3.9521 | 26.5242 |  | 4.1611 | 153.6619
DE_N | d347d |  |  |  | 9.7415 | 12.1297 | 101.406 | 0.021061 | 15.8613 | 99.5578 |  |  | 238.7174
DE_N | d347e |  |  |  | 9.5973 | 12.6525 | 103.264 | 0.021093 | 20.5932 | 137.735 |  |  | 283.8631
DE_N | d347f |  |  |  | 8.9292 | 11.3487 | 97.2862 | 0.021124 | 12.7843 | 95.6664 |  |  | 226.0359
DE_N | d347g |  |  |  | 7.3342 | 9.1464 | 88.2168 | 0.021156 | 2.7331 | 21.4862 |  | 8.1279 | 137.0658
DE_N | d347h |  |  |  | 8.5117 | 8.1872 | 81.5171 | 0.021188 |  |  |  | 21.2661 | 119.5033
DE_N | d348a |  |  |  | 9.26 | 8.2287 | 72.1114 | 0.021219 |  |  |  | 21.4274 | 111.0488
DE_N | d348b |  |  |  | 9.8236 | 8.708 | 67.2041 | 0.021251 |  |  |  | 31.9694 | 117.7263
DE_N | d348c |  |  |  | 11.2278 | 11.173 | 84.9224 | 0.021282 | 1.1777 | 16.5246 |  | 9.2209 | 134.2677
DE_N | d348d |  |  |  | 11.9234 | 12.6315 | 102.132 | 0.021314 | 3.0167 | 30.9715 |  |  | 160.6964
DE_N | d348e |  |  |  | 11.9635 | 11.8993 | 104.257 | 0.021345 | 4.5785 | 43.9314 |  |  | 176.6511
DE_N | d348f |  |  |  | 11.9739 | 11.6153 | 101.479 | 0.021377 | 7.4249 | 47.8228 |  |  | 180.3372
DE_N | d348g |  |  |  | 11.7602 | 10.8147 | 95.7612 | 0.021408 | 3.1564 | 13.2725 |  | 4.5562 | 139.3426
DE_N | d348h |  |  |  | 11.5195 | 9.2786 | 87.3913 | 0.02144 |  |  |  | 9.7143 | 117.9252
DE_N | d349a |  |  |  | 10.9722 | 9.18 | 76.0135 | 0.021472 |  |  |  | 13.783 | 109.9702
DE_N | d349b |  |  |  | 11.2251 | 9.532 | 75.7804 | 0.021503 |  |  |  | 20.3434 | 116.9024
DE_N | d349c |  |  |  | 10.6377 | 8.6734 | 68.7634 | 0.021535 | 3.1786 | 25.9891 |  | 14.5679 | 131.8316
DE_N | d349d |  |  |  | 10.0224 | 6.142 | 52.9752 | 0.021566 | 11.7293 | 87.5083 |  |  | 168.3988
DE_N | d349e |  |  |  | 9.4895 | 4.9485 | 46.7532 | 0.021598 | 17.3755 | 107.765 |  |  | 186.3533
DE_N | d349f |  |  |  | 9.0099 | 5.7315 | 44.4677 | 0.021629 | 10.8278 | 73.2838 |  |  | 143.3423
DE_N | d349g |  |  |  | 9.5517 | 6.9943 | 56.9882 | 0.021661 | 2.3596 | 19.7351 |  | 28.8535 | 124.5041
DE_N | d349h |  |  |  | 10.0327 | 8.2009 | 64.0396 | 0.021692 |  |  |  | 22.414 | 104.7089
DE_N | d350a |  |  |  | 9.9092 | 8.0574 | 54.7638 | 0.021724 |  |  |  | 24.4222 | 97.1743
DE_N | d350b |  |  |  | 10.0458 | 8.8618 | 58.3526 | 0.021756 |  |  |  | 27.8535 | 105.1354
DE_N | d350c |  |  |  | 9.8114 | 8.3273 | 58.7386 | 0.021787 | 2.622 | 16.9902 |  | 22.1313 | 118.6426
DE_N | d350d |  |  |  | 9.5188 | 8.9853 | 59.7476 | 0.021819 | 9.376 | 58.3644 |  |  | 146.014
DE_N | d350e |  |  |  | 8.6474 | 9.9161 | 67.6436 | 0.02185 | 10.2691 | 86.1602 |  |  | 182.6583
DE_N | d350f |  |  |  | 7.1696 | 10.743 | 83.5579 | 0.021882 | 10.5188 | 68.8434 |  |  | 180.8546
DE_N | d350g |  |  |  | 4.3449 | 9.9234 | 87.5671 | 0.021913 | 3.1352 | 20.8955 |  | 12.3943 | 138.2824
DE_N | d350h |  |  |  | 3.7102 | 9.0604 | 87.4601 | 0.021945 |  |  |  | 20.3461 | 120.5987
DE_N | d351a |  |  |  | 4.9341 | 10.3491 | 91.9737 | 0.021976 |  |  |  | 5.9733 | 113.2522
DE_N | d351b |  |  |  | 6.6913 | 10.2929 | 82.7745 | 0.022008 |  |  |  | 20.2733 | 120.0541
DE_N | d351c |  |  |  | 8.1574 | 8.9726 | 69.5851 | 0.02204 | 4.2812 | 24.8565 |  | 10.2892 | 126.164
DE_N | d351d |  |  |  | 10.4403 | 8.0852 | 60.6801 | 0.022071 | 12.0214 | 80.1911 |  |  | 171.4402
DE_N | d351e |  |  |  | 11.2139 | 8.3166 | 60.1221 | 0.022103 | 9.7443 | 113.581 |  |  | 202.9999
DE_N | d351f |  |  |  | 11.6872 | 10.2881 | 70.7355 | 0.022134 | 6.1911 | 73.7355 |  |  | 172.6595
DE_N | d351g |  |  |  | 11.4406 | 12.5886 | 83.8522 | 0.022166 | 2.1459 | 16.754 |  | 0.2123 | 127.0158
DE_N | d351h |  |  |  | 11.2229 | 12.6179 | 90.38 | 0.022197 |  |  |  | 29.2937 | 143.5367
DE_N | d352a |  |  |  | 11.158 | 12.4646 | 90.9877 | 0.022229 |  |  |  | 22.0379 | 136.6704
DE_N | d352b |  |  |  | 10.7969 | 12.0062 | 86.4396 | 0.022261 |  |  |  | 33.5353 | 142.8003
DE_N | d352c |  |  |  | 10.3046 | 11.379 | 83.2675 | 0.022292 | 4.3838 | 26.8647 |  | 16.8315 | 153.0534
DE_N | d352d |  |  |  | 9.5224 | 11.3732 | 82.0101 | 0.022324 | 14.7693 | 90.1072 |  |  | 207.8045
DE_N | d352e |  |  |  | 8.0253 | 10.9309 | 82.3235 | 0.022355 | 17.167 | 116.201 |  |  | 234.67
DE_N | d352f |  |  |  | 6.6192 | 10.4736 | 82.8662 | 0.022387 | 13.38 | 83.4293 |  |  | 196.7907
DE_N | d352g |  |  |  | 3.2066 | 8.1628 | 80.4699 | 0.022418 | 3.4749 | 22.0074 |  | 4.8951 | 122.2391
DE_N | d352h |  |  |  | 2.5791 | 6.2045 | 78.7538 | 0.02245 |  |  |  | 17.2013 | 104.7611
DE_N | d353a |  |  |  | 3.0979 | 6.3558 | 75.6772 | 0.022482 |  |  |  | 14.975 | 100.1284
DE_N | d353b |  |  |  | 2.9118 | 5.6866 | 60.8445 | 0.022513 |  |  |  | 36.8294 | 106.2948
DE_N | d353c |  |  |  | 2.4357 | 4.3896 | 49.8909 | 0.022545 | 3.805 | 26.6701 |  | 32.7128 | 119.9267
DE_N | d353d |  |  |  | 2.9285 | 4.3994 | 40.3515 | 0.022576 | 13.1398 | 89.4263 |  |  | 150.268
DE_N | d353e |  |  |  | 4.3251 | 5.0486 | 36.2468 | 0.022608 | 15.8179 | 121.454 |  |  | 182.915
DE_N | d353f |  |  |  | 5.4796 | 5.8198 | 36.5143 | 0.022639 | 11.9367 | 83.874 |  |  | 143.647
DE_N | d353g |  |  |  | 5.1018 | 5.2858 | 34.6263 | 0.022671 | 2.9628 | 21.3681 |  | 19.553 | 88.9205
DE_N | d353h |  |  |  | 4.5577 | 4.5371 | 32.0695 | 0.022702 |  |  |  | 29.0662 | 70.2531
DE_N | d354a |  |  |  | 4.8985 | 3.4896 | 29.398 | 0.022734 |  |  |  | 25.5691 | 63.3779
DE_N | d354b |  |  |  | 4.985 | 3.7273 | 25.9621 | 0.022766 |  |  |  | 32.0352 | 66.7324
DE_N | d354c |  |  |  | 4.1673 | 2.9971 | 21.8994 | 0.022797 | 3.9891 | 25.2109 |  | 20.5787 | 78.8652
DE_N | d354d |  |  |  | 2.699 | 1.7392 | 14.248 | 0.022829 | 12.3335 | 81.4349 |  |  | 112.4774
DE_N | d354e |  |  |  | 2.2671 | 1.9271 | 14.9818 | 0.02286 | 16.348 | 114.811 |  |  | 150.3579
DE_N | d354f |  |  |  | 1.8627 | 1.9412 | 18.0049 | 0.022892 | 12.1378 | 80.9902 |  |  | 114.9598
DE_N | d354g |  |  | 0.072992 | 0.87547 | 1.3042 | 18.7808 | 0.022923 | 3.2029 | 21.3542 |  | 23.2671 | 68.8807
DE_N | d354h |  |  | 0.072992 | 0.78936 | 1.4136 | 21.4828 | 0.022955 |  |  |  | 29.9231 | 53.7048
DE_N | d355a |  |  | 0.072992 | 1.3348 | 1.1163 | 18.7578 | 0.022986 |  |  |  | 26.0996 | 47.4045
DE_N | d355b |  |  | 0.072992 | 1.4782 | 1.1959 | 15.4099 | 0.023018 |  |  |  | 35.2342 | 53.4142
DE_N | d355c |  |  | 0.072992 | 0.71994 | 0.63553 | 13.1014 | 0.02305 | 4.6716 | 34.4391 |  | 12.2783 | 65.9419
DE_N | d355d |  |  |  | 0.49003 | 0.51301 | 12.5129 | 0.023081 | 17.7543 | 126.61 |  |  | 157.9033
DE_N | d355e |  |  |  | 0.71137 | 0.7722 | 19.8318 | 0.023113 | 19.0166 | 133.212 |  |  | 173.5671
DE_N | d355f |  |  |  | 1.2221 | 1.2842 | 34.5957 | 0.023144 | 12.1494 | 83.5891 |  |  | 132.8637
DE_N | d355g |  |  |  | 3.6781 | 2.8716 | 41.0624 | 0.023176 | 3.0199 | 21.3542 |  | 19.8405 | 91.8499
DE_N | d355h |  |  |  | 7.0822 | 5.0262 | 44.8384 | 0.023207 |  |  |  | 19.4585 | 76.4285
DE_N | d356a |  |  |  | 6.8347 | 5.2849 | 38.5361 | 0.023239 |  |  |  | 17.9341 | 68.613
DE_N | d356b |  |  |  | 6.0106 | 4.9276 | 34.0263 | 0.02327 |  |  |  | 28.1938 | 73.1816
DE_N | d356c |  |  |  | 4.0027 | 3.6345 | 37.9361 | 0.023302 | 2.6538 | 22.6675 |  | 17.1322 | 88.0501
DE_N | d356d |  |  |  | 2.6886 | 2.505 | 36.1474 | 0.023334 | 8.283 | 66.6684 |  |  | 116.3158
DE_N | d356e |  |  |  | 3.0768 | 3.1874 | 51.0566 | 0.023365 | 11.4701 | 78.0508 |  |  | 146.865
DE_N | d356f |  |  |  | 3.5988 | 4.3682 | 64.5058 | 0.023397 | 6.7815 | 55.4041 |  |  | 134.6818
DE_N | d356g |  |  |  | 4.3629 | 3.8888 | 62.9465 | 0.023428 | 1.6581 | 17.1848 |  |  | 90.0646
DE_N | d356h |  |  |  | 4.9062 | 3.9025 | 45.32 | 0.02346 |  |  |  | 13.3626 | 67.5147
DE_N | d357a |  |  |  | 4.229 | 3.1147 | 24.4792 | 0.023491 |  |  |  | 28.9203 | 60.7667
DE_N | d357b |  |  |  | 3.3044 | 2.4006 | 16.2736 | 0.023523 |  |  |  | 43.9095 | 65.9116
DE_N | d357c |  |  |  | 2.7269 | 1.2984 | 14.1066 | 0.023554 | 3.3098 | 21.9518 |  | 36.9545 | 80.3716
DE_N | d357d |  |  |  | 1.874 | 0.69264 | 13.6785 | 0.023586 | 13.5112 | 73.2908 |  |  | 103.0707
DE_N | d357e |  |  |  | 1.7122 | 0.71705 | 18.2992 | 0.023618 | 19.3023 | 115.339 |  |  | 155.3933
DE_N | d357f |  |  |  | 1.2226 | 0.68776 | 22.4498 | 0.023649 | 13.3197 | 85.8197 |  |  | 123.5232
DE_N | d357g |  |  |  | 1.0035 | 1.1368 | 29.5241 | 0.023681 | 3.5447 | 21.7711 |  | 30.6377 | 87.6416
DE_N | d357h |  |  |  | 2.0886 | 3.0073 | 36.6519 | 0.023712 |  |  |  | 30.6749 | 72.4464
DE_N | d358a |  |  |  | 2.7148 | 4.3545 | 44.5441 | 0.023744 |  |  |  | 15.6412 | 67.2783
DE_N | d358b |  |  |  | 2.8329 | 4.3877 | 45.5875 | 0.023776 |  |  |  | 21.0455 | 73.8773
DE_N | d358c |  |  |  | 2.3807 | 3.7068 | 47.6016 | 0.023807 | 2.3924 | 25.6764 |  | 4.7624 | 86.5441
DE_N | d358d |  |  |  | 1.6053 | 3.3929 | 46.8296 | 0.023839 | 8.8343 | 90.0864 |  |  | 150.7724
DE_N | d358e |  |  |  | 1.2469 | 2.5236 | 35.2416 | 0.02387 | 13.3387 | 108.758 |  |  | 161.1327
DE_N | d358f |  |  |  | 1.2542 | 2.1433 | 29.6273 | 0.023902 | 10.0638 | 71.484 |  |  | 114.5965
DE_N | d358g |  |  |  | 1.0756 | 1.131 | 22.2931 | 0.023933 | 3.2992 | 20.0895 |  | 29.9375 | 77.8499
DE_N | d358h |  |  |  | 1.4146 | 0.9406 | 22.144 | 0.023965 |  |  |  | 39.1318 | 63.655
DE_N | d359a |  |  |  | 2.2725 | 1.5195 | 26.0615 | 0.023996 |  |  |  | 27.565 | 57.4425
DE_N | d359b |  |  |  | 2.9961 | 2.3962 | 29.1037 | 0.024028 |  |  |  | 28.5475 | 63.0675
DE_N | d359c |  |  |  | 2.7396 | 2.3679 | 31.6414 | 0.02406 | 4.3129 | 23.0219 |  | 1.3673 | 65.475
DE_N | d359d |  |  |  | 2.9442 | 2.9287 | 32.8988 | 0.024091 | 15.1947 | 73.9509 |  |  | 127.9414
DE_N | d359e |  |  |  | 2.6697 | 2.9726 | 32.1803 | 0.024123 | 16.9766 | 86.4799 |  |  | 141.3033
DE_N | d359f |  |  |  | 1.9506 | 2.4255 | 26.8105 | 0.024154 | 10.7209 | 63.2634 |  |  | 105.1951
DE_N | d359g | 0.031909 |  | 0.072992 | 1.1324 | 1.8348 | 25.9659 | 0.024186 | 3.0072 | 18.519 |  | 16.0635 | 66.6519
DE_N | d359h | 0.031909 |  | 0.072992 | 1.7334 | 2.0604 | 24.6206 | 0.024217 |  |  |  | 26.5764 | 55.1198
DE_N | d360a | 0.031909 |  | 0.072992 | 2.6323 | 1.8012 | 18.7769 | 0.024249 |  |  |  | 26.9909 | 50.3304
DE_N | d360b | 0.031909 |  | 0.072992 | 2.6674 | 1.6484 | 15.4595 | 0.02428 |  |  |  | 38.913 | 58.8175
DE_N | d360c | 0.031909 |  | 0.072992 | 1.5161 | 0.99234 | 12.8645 | 0.024312 | 4.3902 | 29.1648 |  | 18.2585 | 67.3156
DE_N | d360d |  |  | 0.021898 | 0.82453 | 0.63065 | 8.7216 | 0.024344 | 16.4147 | 100.6 |  |  | 127.2377
DE_N | d360e |  |  | 0.021898 | 0.51888 | 0.53254 | 5.408 | 0.024375 | 20.9742 | 115.443 |  |  | 142.9229
DE_N | d360f |  |  | 0.021898 | 0.49228 | 0.50179 | 8.1062 | 0.024407 | 11.2669 | 72.7557 |  |  | 93.1692
DE_N | d360g | 0.031909 |  | 0.072992 | 0.79117 | 0.91424 | 7.1316 | 0.024438 | 3.2209 | 21.0415 |  | 31.2497 | 64.4785
DE_N | d360h | 0.031909 |  | 0.072992 | 1.6076 | 1.4043 | 7.2922 | 0.02447 |  |  |  | 37.8912 | 48.3246
DE_N | d361a | 0.031909 |  | 0.072992 | 2.1945 | 1.4736 | 17.2367 | 0.024501 |  |  |  | 23.2181 | 44.2524
DE_N | d361b | 0.031909 |  | 0.072992 | 2.942 | 1.7196 | 27.2462 | 0.024533 |  |  |  | 21.541 | 53.5782
DE_N | d361c | 0.031909 |  | 0.072992 | 3.1439 | 1.664 | 23.0536 | 0.024564 | 2.1099 | 20.4717 |  | 12.9023 | 63.4749
DE_N | d361d |  |  |  | 2.4488 | 2.1297 | 21.7809 | 0.024596 | 6.2736 | 60.3518 |  |  | 93.0094
DE_N | d361e |  |  |  | 4.4206 | 4.6742 | 29.6311 | 0.024628 | 9.8289 | 82.4634 |  |  | 131.0429
DE_N | d361f |  |  |  | 6.7829 | 6.2172 | 34.3282 | 0.024659 | 9.8353 | 61.7416 |  |  | 118.9298
DE_N | d361g |  |  |  | 7.0745 | 5.8974 | 41.2305 | 0.024691 | 3.0612 | 16.9624 |  | 18.2699 | 92.5206
DE_N | d361h |  |  |  | 6.3871 | 4.683 | 39.2355 | 0.024722 |  |  |  | 26.5244 | 76.8547
DE_N | d362a |  |  |  | 6.2811 | 4.93 | 45.7671 | 0.024754 |  |  |  | 15.5211 | 72.5241
DE_N | d362b |  |  |  | 5.7325 | 4.8495 | 54.2517 | 0.024785 |  |  |  | 15.6865 | 80.5449
DE_N | d362c |  |  |  | 3.2913 | 2.8906 | 39.8508 | 0.024817 | 3.805 | 28.8313 |  | 9.1332 | 87.8271
DE_N | d362d |  |  |  | 1.6896 | 1.683 | 23.7874 | 0.024848 | 11.287 | 97.4662 |  |  | 135.9381
DE_N | d362e |  |  |  | 1.3506 | 1.1969 | 19.977 | 0.02488 | 9.5517 | 108.64 |  |  | 140.7411
DE_N | d362f |  |  |  | 1.9899 | 1.6318 | 25.3621 | 0.024912 | 3.7003 | 61.9083 |  |  | 94.6172
DE_N | d362g |  |  |  | 3.5803 | 2.7022 | 26.394 | 0.024943 | 1.055 | 15.7255 |  | 29.1224 | 78.6043
DE_N | d362h |  |  |  | 5.4386 | 4.1339 | 23.5811 | 0.024975 |  |  |  | 29.7245 | 62.903
DE_N | d363a |  |  |  | 6.3289 | 4.4038 | 25.0143 | 0.025006 |  |  |  | 22.3952 | 58.1672
DE_N | d363b |  |  |  | 7.6759 | 5.0242 | 38.7539 | 0.025038 |  |  |  | 16.5734 | 68.0524
DE_N | d363c |  |  |  | 8.6424 | 4.8226 | 49.696 | 0.025069 | 3.314 | 19.9018 |  | 2.6302 | 89.0322
DE_N | d363d |  |  |  | 7.8639 | 4.4565 | 57.0455 | 0.025101 | 12.0446 | 72.0677 |  |  | 153.5033
DE_N | d363e |  |  |  | 6.8902 | 5.4757 | 66.7072 | 0.025133 | 16.693 | 120.301 |  |  | 216.0922
DE_N | d363f |  |  |  | 6.502 | 6.5569 | 70.3533 | 0.025164 | 12.3875 | 86.9941 |  |  | 182.819
DE_N | d363g |  |  |  | 5.5783 | 6.6169 | 70.1813 | 0.025196 | 2.8284 | 23.6543 |  | 23.7605 | 132.6449
DE_N | d363h |  |  |  | 6.2144 | 7.1871 | 77.4582 | 0.025227 |  |  |  | 23.6252 | 114.5101
DE_N | d364a |  |  |  | 8.3584 | 8.156 | 81.3336 | 0.025259 |  |  |  | 10.9721 | 108.8454
DE_N | d364b |  |  |  | 8.898 | 8.3771 | 84.3453 | 0.02529 |  |  |  | 15.4989 | 117.1446
DE_N | d364c |  |  |  | 9.4958 | 8.892 | 84.4828 | 0.025322 | 3.1617 | 24.9607 |  | 10.875 | 141.8934
DE_N | d364d |  |  |  | 8.2169 | 9.8263 | 87.9187 | 0.025354 | 13.2107 | 94.8881 |  |  | 214.086
DE_N | d364e |  |  |  | 9.288 | 11.5269 | 92.3521 | 0.025385 | 16.9163 | 128.605 |  |  | 258.7137
DE_N | d364f |  |  |  | 10.3041 | 12.0941 | 96.1816 | 0.025417 | 11.2764 | 89.2942 |  |  | 219.1758
DE_N | d364g |  |  |  | 8.7146 | 10.8987 | 97.4543 | 0.025448 | 2.6273 | 21.2986 |  | 18.1519 | 159.1708
DE_N | d364h |  |  |  | 8.1966 | 10.0957 | 100.286 | 0.02548 |  |  |  | 20.496 | 139.0998
DE_N | d365a |  |  |  | 8.0077 | 10.3339 | 98.7996 | 0.025511 |  |  |  | 14.0025 | 131.1692
DE_N | d365b |  |  |  | 7.8535 | 9.3567 | 92.7037 | 0.025543 |  |  |  | 24.9848 | 134.9243
DE_N | d365c |  |  |  | 7.5596 | 9.3089 | 88.7519 | 0.025574 | 3.2548 | 22.2019 |  | 11.645 | 142.7477
DE_N | d365d |  |  |  | 7.2891 | 9.3055 | 79.0443 | 0.025606 | 10.23 | 78.0577 |  |  | 183.9522
DE_N | d365e |  |  |  | 7.1471 | 9.057 | 67.8538 | 0.025638 | 11.8997 | 104.186 |  |  | 200.1693
DE_N | d365f |  |  |  | 8.3873 | 9.5237 | 67.6895 | 0.025669 | 5.9287 | 66.4877 |  |  | 158.0425
DE_N | d365g |  |  |  | 6.9686 | 8.3019 | 71.6719 | 0.025701 | 1.875 | 17.8797 |  | 29.32 | 136.0428
DE_N | d365h |  |  |  | 6.3456 | 7.5063 | 75.8759 | 0.025732 |  |  |  | 16.7184 | 106.4719

## nuc gen
|  | 1984-1985 | 1984-1985 | 1984-1985 | 1984-1985 | 1984-1985 | 1984-1985 | 1991-1992 | 1991-1992 | 1991-1992 | 1991-1992 | 1991-1992 | 1991-1992 | 2015-2016 | 2015-2016 | 2015-2016 | 2015-2016 | 2015-2016 | 2015-2016
|  | SE_S | DE_N | DE_S | NO_S | SE_NO_N | FI | SE_S | DE_N | DE_S | NO_S | SE_NO_N | FI | SE_S | DE_N | DE_S | NO_S | SE_NO_N | FI
U | d001a | 24.8906 | 57.3837 | 111.745 | 7.8068 | 1.4808 | 18.1414 | 30.9229 | 84.4054 | 117.715 | 8.1808 | 1.4808 | 19.0153 | 30.9229 | 84.4054 | 117.715 | 8.1808 | 1.4808 | 19.0153
U | d001b | 24.5152 | 56.7315 | 111.684 | 7.8062 | 1.4808 | 18.0495 | 30.9229 | 84.4054 | 117.715 | 8.1808 | 1.4808 | 19.0153 | 30.9229 | 84.4054 | 117.715 | 8.1808 | 1.4808 | 19.0153
U | d001c | 25.0609 | 61.233 | 112.874 | 7.807 | 1.4808 | 18.0842 | 30.9229 | 84.4054 | 117.715 | 8.1808 | 1.4808 | 19.0153 | 30.9229 | 84.4054 | 117.715 | 8.1808 | 1.4808 | 19.0153
U | d001d | 25.5079 | 64.1333 | 113.761 | 7.8073 | 1.4808 | 18.1333 | 30.9229 | 84.4054 | 117.715 | 8.1808 | 1.4808 | 19.0153 | 30.9229 | 84.4054 | 117.715 | 8.1808 | 1.4808 | 19.0153
U | d001e | 25.8203 | 63.788 | 113.602 | 7.8071 | 1.4808 | 18.2215 | 30.9229 | 84.4054 | 117.715 | 8.1808 | 1.4808 | 19.0153 | 30.9229 | 84.4054 | 117.715 | 8.1808 | 1.4808 | 19.0153
U | d001f | 26.7 | 64.8509 | 113.829 | 7.8093 | 1.4808 | 18.4289 | 30.9229 | 84.4054 | 117.715 | 8.1808 | 1.4808 | 19.0153 | 30.9229 | 84.4054 | 117.715 | 8.1808 | 1.4808 | 19.0153
U | d001g | 27.9313 | 66.8395 | 113.841 | 7.8138 | 1.4808 | 18.5493 | 30.9229 | 84.4054 | 117.715 | 8.1808 | 1.4808 | 19.0153 | 30.9229 | 84.4054 | 117.715 | 8.1808 | 1.4808 | 19.0153
U | d001h | 28.7969 | 65.4784 | 113.642 | 7.8167 | 1.4808 | 18.7255 | 30.9229 | 84.4054 | 117.715 | 8.1808 | 1.4808 | 19.0153 | 30.9229 | 84.4054 | 117.715 | 8.1808 | 1.4808 | 19.0153
U | d001i | 29.7898 | 64.8165 | 113.83 | 7.8203 | 1.4808 | 18.8503 | 30.9229 | 84.4054 | 117.715 | 8.1808 | 1.4808 | 19.0153 | 30.9229 | 84.4054 | 117.715 | 8.1808 | 1.4808 | 19.0153
U | d001j | 30.078 | 63.6395 | 113.728 | 7.8214 | 1.4808 | 18.9464 | 30.9229 | 84.4054 | 117.715 | 8.1808 | 1.4808 | 19.0153 | 30.9229 | 84.4054 | 117.715 | 8.1808 | 1.4808 | 19.0153
U | d001k | 30.855 | 67.4323 | 114.229 | 7.8244 | 1.4808 | 19.0153 | 30.9229 | 84.4054 | 117.715 | 8.1808 | 1.4808 | 19.0153 | 30.9229 | 84.4054 | 117.715 | 8.1808 | 1.4808 | 19.0153
U | d001l | 30.9229 | 69.0133 | 114.715 | 7.8251 | 1.4808 | 19.0153 | 30.9229 | 84.4054 | 117.715 | 8.1808 | 1.4808 | 19.0153 | 30.9229 | 84.4054 | 117.715 | 8.1808 | 1.4808 | 19.0153
U | d001m | 30.9229 | 75.3296 | 115.716 | 7.8299 | 1.4808 | 19.0153 | 30.9229 | 84.4054 | 117.715 | 8.1808 | 1.4808 | 19.0153 | 30.9229 | 84.4054 | 117.715 | 8.1808 | 1.4808 | 19.0153
U | d001n | 30.9229 | 73.3042 | 115.567 | 7.8256 | 1.4808 | 19.0153 | 30.9229 | 84.4054 | 117.715 | 8.1808 | 1.4808 | 19.0153 | 30.9229 | 84.4054 | 117.715 | 8.1808 | 1.4808 | 19.0153
U | d001o | 30.9229 | 76.8339 | 116.079 | 7.8289 | 1.4808 | 19.0153 | 30.9229 | 84.4054 | 117.715 | 8.1808 | 1.4808 | 19.0153 | 30.9229 | 84.4054 | 117.715 | 8.1808 | 1.4808 | 19.0153
U | d001p | 30.9229 | 78.649 | 116.473 | 7.8283 | 1.4808 | 19.0153 | 30.9229 | 84.4054 | 117.715 | 8.1808 | 1.4808 | 19.0153 | 30.9229 | 84.4054 | 117.715 | 8.1808 | 1.4808 | 19.0153
U | d001q | 30.9229 | 80.508 | 116.691 | 7.8336 | 1.4808 | 19.0153 | 30.9229 | 84.4054 | 117.715 | 8.1808 | 1.4808 | 19.0153 | 30.9229 | 84.4054 | 117.715 | 8.1808 | 1.4808 | 19.0153
U | d001r | 30.9229 | 78.6063 | 116.703 | 7.8321 | 1.4808 | 19.0153 | 30.9229 | 84.4054 | 117.715 | 8.1808 | 1.4808 | 19.0153 | 30.9229 | 84.4054 | 117.715 | 8.1808 | 1.4808 | 19.0153
U | d001s | 30.9229 | 78.2592 | 116.798 | 7.8325 | 1.4808 | 19.0153 | 30.9229 | 84.4054 | 117.715 | 8.1808 | 1.4808 | 19.0153 | 30.9229 | 84.4054 | 117.715 | 8.1808 | 1.4808 | 19.0153
U | d001t | 30.9229 | 67.2736 | 115.926 | 7.8245 | 1.4808 | 19.0153 | 30.9229 | 84.4054 | 117.715 | 8.1808 | 1.4808 | 19.0153 | 30.9229 | 84.4054 | 117.715 | 8.1808 | 1.4808 | 19.0153
U | d001u | 30.9229 | 65.8991 | 115.949 | 7.8243 | 1.4808 | 19.0153 | 30.9229 | 84.4054 | 117.715 | 8.1808 | 1.4808 | 19.0153 | 30.9229 | 84.4054 | 117.715 | 8.1808 | 1.4808 | 19.0153
U | d001v | 29.9275 | 58.2059 | 115.628 | 7.8205 | 1.4808 | 18.6444 | 30.9229 | 84.4054 | 117.715 | 8.1808 | 1.4808 | 19.0153 | 30.9229 | 84.4054 | 117.715 | 8.1808 | 1.4808 | 19.0153
U | d001x | 27.7055 | 54.2745 | 115.425 | 7.8132 | 1.4808 | 18.4416 | 30.9229 | 84.4054 | 117.715 | 8.1808 | 1.4808 | 19.0153 | 30.9229 | 84.4054 | 117.715 | 8.1808 | 1.4808 | 19.0153
U | d001y | 26.4379 | 53.4662 | 115.461 | 7.8098 | 1.4808 | 18.3942 | 30.9229 | 84.4054 | 117.715 | 8.1808 | 1.4808 | 19.0153 | 30.9229 | 84.4054 | 117.715 | 8.1808 | 1.4808 | 19.0153
U | d002a | 25.219 | 52.471 | 115.528 | 7.8068 | 1.4808 | 18.3865 | 30.9229 | 84.4054 | 117.715 | 8.1808 | 1.4808 | 19.0153 | 30.9229 | 84.4054 | 117.715 | 8.1808 | 1.4808 | 19.0153
U | d002b | 24.2942 | 52.1679 | 115.64 | 7.8047 | 1.4808 | 18.3278 | 30.9229 | 84.4054 | 117.715 | 8.1808 | 1.4808 | 19.0153 | 30.9229 | 84.4054 | 117.715 | 8.1808 | 1.4808 | 19.0153
U | d002c | 23.8047 | 56.3195 | 115.956 | 7.8053 | 1.4808 | 18.3063 | 30.9229 | 84.4054 | 117.715 | 8.1808 | 1.4808 | 19.0153 | 30.9229 | 84.4054 | 117.715 | 8.1808 | 1.4808 | 19.0153
U | d002d | 23.7232 | 59.6407 | 116.255 | 7.8063 | 1.4808 | 18.3595 | 30.9229 | 84.4054 | 117.715 | 8.1808 | 1.4808 | 19.0153 | 30.9229 | 84.4054 | 117.715 | 8.1808 | 1.4808 | 19.0153
U | d002e | 23.9794 | 60.5236 | 116.407 | 7.8072 | 1.4808 | 18.4373 | 30.9229 | 84.4054 | 117.715 | 8.1808 | 1.4808 | 19.0153 | 30.9229 | 84.4054 | 117.715 | 8.1808 | 1.4808 | 19.0153
U | d002f | 25.0862 | 63.426 | 116.7 | 7.8105 | 1.4808 | 18.6691 | 30.9229 | 84.4054 | 117.715 | 8.1808 | 1.4808 | 19.0153 | 30.9229 | 84.4054 | 117.715 | 8.1808 | 1.4808 | 19.0153
U | d002g | 29.8081 | 71.1064 | 117.693 | 7.8204 | 1.4808 | 19.0153 | 30.9229 | 84.4054 | 117.715 | 8.1808 | 1.4808 | 19.0153 | 30.9229 | 84.4054 | 117.715 | 8.1808 | 1.4808 | 19.0153
U | d002h | 30.9229 | 77.6518 | 117.715 | 7.8328 | 1.4808 | 19.0153 | 30.9229 | 84.4054 | 117.715 | 8.1808 | 1.4808 | 19.0153 | 30.9229 | 84.4054 | 117.715 | 8.1808 | 1.4808 | 19.0153
U | d002i | 30.9229 | 77.4862 | 117.715 | 7.8395 | 1.4808 | 19.0153 | 30.9229 | 84.4054 | 117.715 | 8.1808 | 1.4808 | 19.0153 | 30.9229 | 84.4054 | 117.715 | 8.1808 | 1.4808 | 19.0153
U | d002j | 30.9229 | 76.4555 | 117.715 | 7.8389 | 1.4808 | 19.0153 | 30.9229 | 84.4054 | 117.715 | 8.1808 | 1.4808 | 19.0153 | 30.9229 | 84.4054 | 117.715 | 8.1808 | 1.4808 | 19.0153
U | d002k | 30.9229 | 78.8455 | 117.715 | 7.8369 | 1.4808 | 19.0153 | 30.9229 | 84.4054 | 117.715 | 8.1808 | 1.4808 | 19.0153 | 30.9229 | 84.4054 | 117.715 | 8.1808 | 1.4808 | 19.0153
U | d002l | 30.9229 | 79.2618 | 117.715 | 7.8338 | 1.4808 | 19.0153 | 30.9229 | 84.4054 | 117.715 | 8.1808 | 1.4808 | 19.0153 | 30.9229 | 84.4054 | 117.715 | 8.1808 | 1.4808 | 19.0153
U | d002m | 30.9229 | 80.6237 | 117.715 | 7.8354 | 1.4808 | 19.0153 | 30.9229 | 84.4054 | 117.715 | 8.1808 | 1.4808 | 19.0153 | 30.9229 | 84.4054 | 117.715 | 8.1808 | 1.4808 | 19.0153
U | d002n | 30.8643 | 81.6999 | 117.715 | 7.8337 | 1.4808 | 19.0153 | 30.9229 | 84.4054 | 117.715 | 8.1808 | 1.4808 | 19.0153 | 30.9229 | 84.4054 | 117.715 | 8.1808 | 1.4808 | 19.0153
U | d002o | 30.7962 | 81.9354 | 117.715 | 7.8341 | 1.4808 | 19.0153 | 30.9229 | 84.4054 | 117.715 | 8.1808 | 1.4808 | 19.0153 | 30.9229 | 84.4054 | 117.715 | 8.1808 | 1.4808 | 19.0153
U | d002p | 30.872 | 83.2511 | 117.715 | 7.8351 | 1.4808 | 19.0153 | 30.9229 | 84.4054 | 117.715 | 8.1808 | 1.4808 | 19.0153 | 30.9229 | 84.4054 | 117.715 | 8.1808 | 1.4808 | 19.0153
U | d002q | 30.9229 | 84.4054 | 117.715 | 7.9292 | 1.4808 | 19.0153 | 30.9229 | 84.4054 | 117.715 | 8.1808 | 1.4808 | 19.0153 | 30.9229 | 84.4054 | 117.715 | 8.1808 | 1.4808 | 19.0153
U | d002r | 30.9229 | 84.4054 | 117.715 | 7.8607 | 1.4808 | 19.0153 | 30.9229 | 84.4054 | 117.715 | 8.1808 | 1.4808 | 19.0153 | 30.9229 | 84.4054 | 117.715 | 8.1808 | 1.4808 | 19.0153
U | d002s | 30.7717 | 83.0511 | 117.715 | 7.8327 | 1.4808 | 19.0153 | 30.9229 | 84.4054 | 117.715 | 8.1808 | 1.4808 | 19.0153 | 30.9229 | 84.4054 | 117.715 | 8.1808 | 1.4808 | 19.0153
U | d002t | 30.6604 | 82.078 | 117.715 | 7.8303 | 1.4808 | 19.0153 | 30.9229 | 84.4054 | 117.715 | 8.1808 | 1.4808 | 19.0153 | 30.9229 | 84.4054 | 117.715 | 8.1808 | 1.4808 | 19.0153
U | d002u | 30.1076 | 79.9724 | 117.698 | 7.8277 | 1.4808 | 19.0153 | 30.9229 | 84.4054 | 117.715 | 8.1808 | 1.4808 | 19.0153 | 30.9229 | 84.4054 | 117.715 | 8.1808 | 1.4808 | 19.0153
U | d002v | 28.5183 | 76.5174 | 117.697 | 7.8232 | 1.4808 | 18.7926 | 30.9229 | 84.4054 | 117.715 | 8.1808 | 1.4808 | 19.0153 | 30.9229 | 84.4054 | 117.715 | 8.1808 | 1.4808 | 19.0153
U | d002x | 27.1861 | 76.8855 | 117.695 | 7.8177 | 1.4808 | 18.6297 | 30.9229 | 84.4054 | 117.715 | 8.1808 | 1.4808 | 19.0153 | 30.9229 | 84.4054 | 117.715 | 8.1808 | 1.4808 | 19.0153
U | d002y | 26.2123 | 75.7954 | 117.694 | 7.8139 | 1.4808 | 18.5569 | 30.9229 | 84.4054 | 117.715 | 8.1808 | 1.4808 | 19.0153 | 30.9229 | 84.4054 | 117.715 | 8.1808 | 1.4808 | 19.0153
U | d003a | 25.6081 | 74.622 | 117.694 | 7.8104 | 1.4808 | 18.5702 | 30.9229 | 84.4054 | 117.715 | 8.1808 | 1.4808 | 19.0153 | 30.9229 | 84.4054 | 117.715 | 8.1808 | 1.4808 | 19.0153
U | d003b | 25.4837 | 75.5528 | 117.694 | 7.8091 | 1.4808 | 18.5488 | 30.9229 | 84.4054 | 117.715 | 8.1808 | 1.4808 | 19.0153 | 30.9229 | 84.4054 | 117.715 | 8.1808 | 1.4808 | 19.0153
U | d003c | 26.1014 | 79.7401 | 117.695 | 7.8101 | 1.4808 | 18.5606 | 30.9229 | 84.4054 | 117.715 | 8.1808 | 1.4808 | 19.0153 | 30.9229 | 84.4054 | 117.715 | 8.1808 | 1.4808 | 19.0153
U | d003d | 26.4849 | 82.2086 | 117.698 | 7.8117 | 1.4808 | 18.5758 | 30.9229 | 84.4054 | 117.715 | 8.1808 | 1.4808 | 19.0153 | 30.9229 | 84.4054 | 117.715 | 8.1808 | 1.4808 | 19.0153
U | d003e | 27.0933 | 83.0236 | 117.698 | 7.8116 | 1.4808 | 18.7331 | 30.9229 | 84.4054 | 117.715 | 8.1808 | 1.4808 | 19.0153 | 30.9229 | 84.4054 | 117.715 | 8.1808 | 1.4808 | 19.0153
U | d003f | 29.7458 | 84.0077 | 117.698 | 7.819 | 1.4808 | 19.0153 | 30.9229 | 84.4054 | 117.715 | 8.1808 | 1.4808 | 19.0153 | 30.9229 | 84.4054 | 117.715 | 8.1808 | 1.4808 | 19.0153
U | d003g | 30.9229 | 84.4054 | 117.715 | 7.8844 | 1.4808 | 19.0153 | 30.9229 | 84.4054 | 117.715 | 8.1808 | 1.4808 | 19.0153 | 30.9229 | 84.4054 | 117.715 | 8.1808 | 1.4808 | 19.0153
U | d003h | 30.9229 | 84.4054 | 117.715 | 8.0824 | 1.4808 | 19.0153 | 30.9229 | 84.4054 | 117.715 | 8.1808 | 1.4808 | 19.0153 | 30.9229 | 84.4054 | 117.715 | 8.1808 | 1.4808 | 19.0153
U | d003i | 30.9229 | 84.4054 | 117.715 | 8.1329 | 1.4808 | 19.0153 | 30.9229 | 84.4054 | 117.715 | 8.1808 | 1.4808 | 19.0153 | 30.9229 | 84.4054 | 117.715 | 8.1808 | 1.4808 | 19.0153
U | d003j | 30.9229 | 84.4054 | 117.715 | 8.126 | 1.4808 | 19.0153 | 30.9229 | 84.4054 | 117.715 | 8.1808 | 1.4808 | 19.0153 | 30.9229 | 84.4054 | 117.715 | 8.1808 | 1.4808 | 19.0153
U | d003k | 30.9229 | 84.4054 | 117.715 | 8.1294 | 1.4808 | 19.0153 | 30.9229 | 84.4054 | 117.715 | 8.1808 | 1.4808 | 19.0153 | 30.9229 | 84.4054 | 117.715 | 8.1808 | 1.4808 | 19.0153
U | d003l | 30.9229 | 84.4054 | 117.715 | 8.1808 | 1.4808 | 19.0153 | 30.9229 | 84.4054 | 117.715 | 8.1808 | 1.4808 | 19.0153 | 30.9229 | 84.4054 | 117.715 | 8.1808 | 1.4808 | 19.0153
U | d003m | 30.9229 | 84.4054 | 117.715 | 8.1236 | 1.4808 | 19.0153 | 30.9229 | 84.4054 | 117.715 | 8.1808 | 1.4808 | 19.0153 | 30.9229 | 84.4054 | 117.715 | 8.1808 | 1.4808 | 19.0153
U | d003n | 30.9229 | 84.4054 | 117.715 | 8.0912 | 1.4808 | 19.0153 | 30.9229 | 84.4054 | 117.715 | 8.1808 | 1.4808 | 19.0153 | 30.9229 | 84.4054 | 117.715 | 8.1808 | 1.4808 | 19.0153
U | d003o | 30.9229 | 84.4054 | 117.715 | 8.0715 | 1.4808 | 19.0153 | 30.9229 | 84.4054 | 117.715 | 8.1808 | 1.4808 | 19.0153 | 30.9229 | 84.4054 | 117.715 | 8.1808 | 1.4808 | 19.0153
U | d003p | 30.9229 | 84.4054 | 117.715 | 8.1002 | 1.4808 | 19.0153 | 30.9229 | 84.4054 | 117.715 | 8.1808 | 1.4808 | 19.0153 | 30.9229 | 84.4054 | 117.715 | 8.1808 | 1.4808 | 19.0153
U | d003q | 30.9229 | 84.4054 | 117.715 | 8.0188 | 1.4808 | 19.0153 | 30.9229 | 84.4054 | 117.715 | 8.1808 | 1.4808 | 19.0153 | 30.9229 | 84.4054 | 117.715 | 8.1808 | 1.4808 | 19.0153
U | d003r | 30.9229 | 84.4054 | 117.715 | 7.9953 | 1.4808 | 19.0153 | 30.9229 | 84.4054 | 117.715 | 8.1808 | 1.4808 | 19.0153 | 30.9229 | 84.4054 | 117.715 | 8.1808 | 1.4808 | 19.0153
U | d003s | 30.9229 | 84.4054 | 117.715 | 7.8988 | 1.4808 | 19.0153 | 30.9229 | 84.4054 | 117.715 | 8.1808 | 1.4808 | 19.0153 | 30.9229 | 84.4054 | 117.715 | 8.1808 | 1.4808 | 19.0153
U | d003t | 30.9229 | 84.4054 | 117.715 | 7.8822 | 1.4808 | 19.0153 | 30.9229 | 84.4054 | 117.715 | 8.1808 | 1.4808 | 19.0153 | 30.9229 | 84.4054 | 117.715 | 8.1808 | 1.4808 | 19.0153
U | d003u | 30.9229 | 83.8305 | 117.695 | 7.8268 | 1.4808 | 19.0153 | 30.9229 | 84.4054 | 117.715 | 8.1808 | 1.4808 | 19.0153 | 30.9229 | 84.4054 | 117.715 | 8.1808 | 1.4808 | 19.0153
U | d003v | 30.4624 | 83.0095 | 117.695 | 7.824 | 1.4808 | 18.9769 | 30.9229 | 84.4054 | 117.715 | 8.1808 | 1.4808 | 19.0153 | 30.9229 | 84.4054 | 117.715 | 8.1808 | 1.4808 | 19.0153
U | d003x | 29.7302 | 80.1274 | 117.695 | 7.8167 | 1.4808 | 18.7568 | 30.9229 | 84.4054 | 117.715 | 8.1808 | 1.4808 | 19.0153 | 30.9229 | 84.4054 | 117.715 | 8.1808 | 1.4808 | 19.0153
U | d003y | 28.934 | 79.0119 | 117.695 | 7.8132 | 1.4808 | 18.6834 | 30.9229 | 84.4054 | 117.715 | 8.1808 | 1.4808 | 19.0153 | 30.9229 | 84.4054 | 117.715 | 8.1808 | 1.4808 | 19.0153
U | d004a | 27.8617 | 76.5272 | 117.694 | 7.8096 | 1.4808 | 18.67 | 30.9229 | 84.4054 | 117.715 | 8.1808 | 1.4808 | 19.0153 | 30.9229 | 84.4054 | 117.715 | 8.1808 | 1.4808 | 19.0153
U | d004b | 27.6479 | 76.8574 | 117.694 | 7.8091 | 1.4808 | 18.6437 | 30.9229 | 84.4054 | 117.715 | 8.1808 | 1.4808 | 19.0153 | 30.9229 | 84.4054 | 117.715 | 8.1808 | 1.4808 | 19.0153
U | d004c | 27.9991 | 80.0382 | 117.695 | 7.8107 | 1.4808 | 18.6567 | 30.9229 | 84.4054 | 117.715 | 8.1808 | 1.4808 | 19.0153 | 30.9229 | 84.4054 | 117.715 | 8.1808 | 1.4808 | 19.0153
U | d004d | 28.0145 | 82.7091 | 117.695 | 7.8123 | 1.4808 | 18.6547 | 30.9229 | 84.4054 | 117.715 | 8.1808 | 1.4808 | 19.0153 | 30.9229 | 84.4054 | 117.715 | 8.1808 | 1.4808 | 19.0153
U | d004e | 28.283 | 83.2281 | 117.695 | 7.8122 | 1.4808 | 18.7843 | 30.9229 | 84.4054 | 117.715 | 8.1808 | 1.4808 | 19.0153 | 30.9229 | 84.4054 | 117.715 | 8.1808 | 1.4808 | 19.0153
U | d004f | 30.2838 | 83.8803 | 117.695 | 7.8196 | 1.4808 | 19.0153 | 30.9229 | 84.4054 | 117.715 | 8.1808 | 1.4808 | 19.0153 | 30.9229 | 84.4054 | 117.715 | 8.1808 | 1.4808 | 19.0153
U | d004g | 30.9229 | 84.4054 | 117.715 | 7.8902 | 1.4808 | 19.0153 | 30.9229 | 84.4054 | 117.715 | 8.1808 | 1.4808 | 19.0153 | 30.9229 | 84.4054 | 117.715 | 8.1808 | 1.4808 | 19.0153
U | d004h | 30.9229 | 84.4054 | 117.715 | 8.1546 | 1.4808 | 19.0153 | 30.9229 | 84.4054 | 117.715 | 8.1808 | 1.4808 | 19.0153 | 30.9229 | 84.4054 | 117.715 | 8.1808 | 1.4808 | 19.0153
U | d004i | 30.9229 | 84.4054 | 117.715 | 8.1808 | 1.4808 | 19.0153 | 30.9229 | 84.4054 | 117.715 | 8.1808 | 1.4808 | 19.0153 | 30.9229 | 84.4054 | 117.715 | 8.1808 | 1.4808 | 19.0153
U | d004j | 30.9229 | 84.4054 | 117.715 | 8.1808 | 1.4808 | 19.0153 | 30.9229 | 84.4054 | 117.715 | 8.1808 | 1.4808 | 19.0153 | 30.9229 | 84.4054 | 117.715 | 8.1808 | 1.4808 | 19.0153
U | d004k | 30.9229 | 84.4054 | 117.715 | 8.1808 | 1.4808 | 19.0153 | 30.9229 | 84.4054 | 117.715 | 8.1808 | 1.4808 | 19.0153 | 30.9229 | 84.4054 | 117.715 | 8.1808 | 1.4808 | 19.0153
U | d004l | 30.9229 | 84.4054 | 117.715 | 8.1808 | 1.4808 | 19.0153 | 30.9229 | 84.4054 | 117.715 | 8.1808 | 1.4808 | 19.0153 | 30.9229 | 84.4054 | 117.715 | 8.1808 | 1.4808 | 19.0153
U | d004m | 30.9229 | 84.4054 | 117.715 | 8.1031 | 1.4808 | 19.0153 | 30.9229 | 84.4054 | 117.715 | 8.1808 | 1.4808 | 19.0153 | 30.9229 | 84.4054 | 117.715 | 8.1808 | 1.4808 | 19.0153
U | d004n | 30.9229 | 84.4054 | 117.715 | 8.0359 | 1.4808 | 19.0153 | 30.9229 | 84.4054 | 117.715 | 8.1808 | 1.4808 | 19.0153 | 30.9229 | 84.4054 | 117.715 | 8.1808 | 1.4808 | 19.0153
U | d004o | 30.9229 | 84.4054 | 117.715 | 7.9796 | 1.4808 | 19.0153 | 30.9229 | 84.4054 | 117.715 | 8.1808 | 1.4808 | 19.0153 | 30.9229 | 84.4054 | 117.715 | 8.1808 | 1.4808 | 19.0153
U | d004p | 30.9229 | 84.4054 | 117.715 | 7.9404 | 1.4808 | 19.0153 | 30.9229 | 84.4054 | 117.715 | 8.1808 | 1.4808 | 19.0153 | 30.9229 | 84.4054 | 117.715 | 8.1808 | 1.4808 | 19.0153
U | d004q | 30.9229 | 84.4054 | 117.715 | 7.9449 | 1.4808 | 19.0153 | 30.9229 | 84.4054 | 117.715 | 8.1808 | 1.4808 | 19.0153 | 30.9229 | 84.4054 | 117.715 | 8.1808 | 1.4808 | 19.0153
U | d004r | 30.9229 | 84.4054 | 117.715 | 7.9503 | 1.4808 | 19.0153 | 30.9229 | 84.4054 | 117.715 | 8.1808 | 1.4808 | 19.0153 | 30.9229 | 84.4054 | 117.715 | 8.1808 | 1.4808 | 19.0153
U | d004s | 30.9229 | 84.4054 | 117.715 | 7.9001 | 1.4808 | 19.0153 | 30.9229 | 84.4054 | 117.715 | 8.1808 | 1.4808 | 19.0153 | 30.9229 | 84.4054 | 117.715 | 8.1808 | 1.4808 | 19.0153
U | d004t | 30.9229 | 84.4054 | 117.715 | 7.8828 | 1.4808 | 19.0153 | 30.9229 | 84.4054 | 117.715 | 8.1808 | 1.4808 | 19.0153 | 30.9229 | 84.4054 | 117.715 | 8.1808 | 1.4808 | 19.0153
U | d004u | 30.9229 | 83.4196 | 117.715 | 7.829 | 1.4808 | 19.0153 | 30.9229 | 84.4054 | 117.715 | 8.1808 | 1.4808 | 19.0153 | 30.9229 | 84.4054 | 117.715 | 8.1808 | 1.4808 | 19.0153
U | d004v | 30.5593 | 80.3273 | 117.715 | 7.823 | 1.4808 | 19.0153 | 30.9229 | 84.4054 | 117.715 | 8.1808 | 1.4808 | 19.0153 | 30.9229 | 84.4054 | 117.715 | 8.1808 | 1.4808 | 19.0153
U | d004x | 29.1034 | 74.8565 | 117.695 | 7.816 | 1.4808 | 18.7689 | 30.9229 | 84.4054 | 117.715 | 8.1808 | 1.4808 | 19.0153 | 30.9229 | 84.4054 | 117.715 | 8.1808 | 1.4808 | 19.0153
U | d004y | 28.1629 | 75.2221 | 117.695 | 7.8132 | 1.4808 | 18.7442 | 30.9229 | 84.4054 | 117.715 | 8.1808 | 1.4808 | 19.0153 | 30.9229 | 84.4054 | 117.715 | 8.1808 | 1.4808 | 19.0153
U | d005a | 26.6932 | 73.3311 | 117.695 | 7.8092 | 1.4808 | 18.7057 | 30.9229 | 84.4054 | 117.715 | 8.1808 | 1.4808 | 19.0153 | 30.9229 | 84.4054 | 117.715 | 8.1808 | 1.4808 | 19.0153
U | d005b | 26.1857 | 73.2713 | 117.695 | 7.8068 | 1.4808 | 18.6695 | 30.9229 | 84.4054 | 117.715 | 8.1808 | 1.4808 | 19.0153 | 30.9229 | 84.4054 | 117.715 | 8.1808 | 1.4808 | 19.0153
U | d005c | 26.7756 | 77.1295 | 117.695 | 7.8076 | 1.4808 | 18.6783 | 30.9229 | 84.4054 | 117.715 | 8.1808 | 1.4808 | 19.0153 | 30.9229 | 84.4054 | 117.715 | 8.1808 | 1.4808 | 19.0153
U | d005d | 27.0006 | 81.4726 | 117.715 | 7.8095 | 1.4808 | 18.6947 | 30.9229 | 84.4054 | 117.715 | 8.1808 | 1.4808 | 19.0153 | 30.9229 | 84.4054 | 117.715 | 8.1808 | 1.4808 | 19.0153
U | d005e | 27.3708 | 82.0957 | 117.715 | 7.8089 | 1.4808 | 18.8226 | 30.9229 | 84.4054 | 117.715 | 8.1808 | 1.4808 | 19.0153 | 30.9229 | 84.4054 | 117.715 | 8.1808 | 1.4808 | 19.0153
U | d005f | 30.1616 | 83.2528 | 117.715 | 7.8164 | 1.4808 | 19.0153 | 30.9229 | 84.4054 | 117.715 | 8.1808 | 1.4808 | 19.0153 | 30.9229 | 84.4054 | 117.715 | 8.1808 | 1.4808 | 19.0153
U | d005g | 30.9229 | 84.4054 | 117.715 | 7.8613 | 1.4808 | 19.0153 | 30.9229 | 84.4054 | 117.715 | 8.1808 | 1.4808 | 19.0153 | 30.9229 | 84.4054 | 117.715 | 8.1808 | 1.4808 | 19.0153
U | d005h | 30.9229 | 84.4054 | 117.715 | 7.9384 | 1.4808 | 19.0153 | 30.9229 | 84.4054 | 117.715 | 8.1808 | 1.4808 | 19.0153 | 30.9229 | 84.4054 | 117.715 | 8.1808 | 1.4808 | 19.0153
U | d005i | 30.9229 | 84.4054 | 117.715 | 8.0221 | 1.4808 | 19.0153 | 30.9229 | 84.4054 | 117.715 | 8.1808 | 1.4808 | 19.0153 | 30.9229 | 84.4054 | 117.715 | 8.1808 | 1.4808 | 19.0153
U | d005j | 30.9229 | 84.4054 | 117.715 | 7.9736 | 1.4808 | 19.0153 | 30.9229 | 84.4054 | 117.715 | 8.1808 | 1.4808 | 19.0153 | 30.9229 | 84.4054 | 117.715 | 8.1808 | 1.4808 | 19.0153
U | d005k | 30.9229 | 84.4054 | 117.715 | 7.9498 | 1.4808 | 19.0153 | 30.9229 | 84.4054 | 117.715 | 8.1808 | 1.4808 | 19.0153 | 30.9229 | 84.4054 | 117.715 | 8.1808 | 1.4808 | 19.0153
U | d005l | 30.9229 | 84.4054 | 117.715 | 7.9539 | 1.4808 | 19.0153 | 30.9229 | 84.4054 | 117.715 | 8.1808 | 1.4808 | 19.0153 | 30.9229 | 84.4054 | 117.715 | 8.1808 | 1.4808 | 19.0153
U | d005m | 30.9229 | 84.4054 | 117.715 | 7.935 | 1.4808 | 19.0153 | 30.9229 | 84.4054 | 117.715 | 8.1808 | 1.4808 | 19.0153 | 30.9229 | 84.4054 | 117.715 | 8.1808 | 1.4808 | 19.0153
U | d005n | 30.9229 | 84.4054 | 117.715 | 7.948 | 1.4808 | 19.0153 | 30.9229 | 84.4054 | 117.715 | 8.1808 | 1.4808 | 19.0153 | 30.9229 | 84.4054 | 117.715 | 8.1808 | 1.4808 | 19.0153
U | d005o | 30.9229 | 84.4054 | 117.715 | 7.9129 | 1.4808 | 19.0153 | 30.9229 | 84.4054 | 117.715 | 8.1808 | 1.4808 | 19.0153 | 30.9229 | 84.4054 | 117.715 | 8.1808 | 1.4808 | 19.0153
U | d005p | 30.9229 | 84.4054 | 117.715 | 7.9029 | 1.4808 | 19.0153 | 30.9229 | 84.4054 | 117.715 | 8.1808 | 1.4808 | 19.0153 | 30.9229 | 84.4054 | 117.715 | 8.1808 | 1.4808 | 19.0153
U | d005q | 30.9229 | 84.4054 | 117.715 | 7.9453 | 1.4808 | 19.0153 | 30.9229 | 84.4054 | 117.715 | 8.1808 | 1.4808 | 19.0153 | 30.9229 | 84.4054 | 117.715 | 8.1808 | 1.4808 | 19.0153
U | d005r | 30.9229 | 84.4054 | 117.715 | 7.9101 | 1.4808 | 19.0153 | 30.9229 | 84.4054 | 117.715 | 8.1808 | 1.4808 | 19.0153 | 30.9229 | 84.4054 | 117.715 | 8.1808 | 1.4808 | 19.0153
U | d005s | 30.9229 | 84.4054 | 117.715 | 7.8872 | 1.4808 | 19.0153 | 30.9229 | 84.4054 | 117.715 | 8.1808 | 1.4808 | 19.0153 | 30.9229 | 84.4054 | 117.715 | 8.1808 | 1.4808 | 19.0153
U | d005t | 30.9229 | 84.4054 | 117.715 | 7.8338 | 1.4808 | 19.0153 | 30.9229 | 84.4054 | 117.715 | 8.1808 | 1.4808 | 19.0153 | 30.9229 | 84.4054 | 117.715 | 8.1808 | 1.4808 | 19.0153
U | d005u | 30.9229 | 83.7851 | 117.715 | 7.8268 | 1.4808 | 19.0153 | 30.9229 | 84.4054 | 117.715 | 8.1808 | 1.4808 | 19.0153 | 30.9229 | 84.4054 | 117.715 | 8.1808 | 1.4808 | 19.0153
U | d005v | 29.434 | 81.2732 | 117.715 | 7.8223 | 1.4808 | 18.9402 | 30.9229 | 84.4054 | 117.715 | 8.1808 | 1.4808 | 19.0153 | 30.9229 | 84.4054 | 117.715 | 8.1808 | 1.4808 | 19.0153
U | d005x | 28.1627 | 74.4786 | 117.695 | 7.8147 | 1.4808 | 18.7312 | 30.9229 | 84.4054 | 117.715 | 8.1808 | 1.4808 | 19.0153 | 30.9229 | 84.4054 | 117.715 | 8.1808 | 1.4808 | 19.0153
U | d005y | 27.522 | 75.0266 | 117.695 | 7.8124 | 1.4808 | 18.7022 | 30.9229 | 84.4054 | 117.715 | 8.1808 | 1.4808 | 19.0153 | 30.9229 | 84.4054 | 117.715 | 8.1808 | 1.4808 | 19.0153
U | d006a | 26.184 | 72.5463 | 117.695 | 7.8081 | 1.4808 | 18.6788 | 30.9229 | 84.4054 | 117.715 | 8.1808 | 1.4808 | 19.0153 | 30.9229 | 84.4054 | 117.715 | 8.1808 | 1.4808 | 19.0153
U | d006b | 25.8908 | 72.9397 | 117.695 | 7.807 | 1.4808 | 18.6577 | 30.9229 | 84.4054 | 117.715 | 8.1808 | 1.4808 | 19.0153 | 30.9229 | 84.4054 | 117.715 | 8.1808 | 1.4808 | 19.0153
U | d006c | 26.1369 | 76.831 | 117.695 | 7.8083 | 1.4808 | 18.6518 | 30.9229 | 84.4054 | 117.715 | 8.1808 | 1.4808 | 19.0153 | 30.9229 | 84.4054 | 117.715 | 8.1808 | 1.4808 | 19.0153
U | d006d | 26.3121 | 82.4622 | 117.715 | 7.8109 | 1.4808 | 18.6519 | 30.9229 | 84.4054 | 117.715 | 8.1808 | 1.4808 | 19.0153 | 30.9229 | 84.4054 | 117.715 | 8.1808 | 1.4808 | 19.0153
U | d006e | 26.5649 | 83.0673 | 117.715 | 7.8112 | 1.4808 | 18.7383 | 30.9229 | 84.4054 | 117.715 | 8.1808 | 1.4808 | 19.0153 | 30.9229 | 84.4054 | 117.715 | 8.1808 | 1.4808 | 19.0153
U | d006f | 28.7683 | 83.7134 | 117.715 | 7.8186 | 1.4808 | 19.0103 | 30.9229 | 84.4054 | 117.715 | 8.1808 | 1.4808 | 19.0153 | 30.9229 | 84.4054 | 117.715 | 8.1808 | 1.4808 | 19.0153
U | d006g | 30.9229 | 84.4054 | 117.715 | 7.872 | 1.4808 | 19.0153 | 30.9229 | 84.4054 | 117.715 | 8.1808 | 1.4808 | 19.0153 | 30.9229 | 84.4054 | 117.715 | 8.1808 | 1.4808 | 19.0153
U | d006h | 30.9229 | 84.4054 | 117.715 | 7.99 | 1.4808 | 19.0153 | 30.9229 | 84.4054 | 117.715 | 8.1808 | 1.4808 | 19.0153 | 30.9229 | 84.4054 | 117.715 | 8.1808 | 1.4808 | 19.0153
U | d006i | 30.9229 | 84.4054 | 117.715 | 8.0915 | 1.4808 | 19.0153 | 30.9229 | 84.4054 | 117.715 | 8.1808 | 1.4808 | 19.0153 | 30.9229 | 84.4054 | 117.715 | 8.1808 | 1.4808 | 19.0153
U | d006j | 30.9229 | 84.4054 | 117.715 | 8 | 1.4808 | 19.0153 | 30.9229 | 84.4054 | 117.715 | 8.1808 | 1.4808 | 19.0153 | 30.9229 | 84.4054 | 117.715 | 8.1808 | 1.4808 | 19.0153
U | d006k | 30.9229 | 84.4054 | 117.715 | 8.0713 | 1.4808 | 19.0153 | 30.9229 | 84.4054 | 117.715 | 8.1808 | 1.4808 | 19.0153 | 30.9229 | 84.4054 | 117.715 | 8.1808 | 1.4808 | 19.0153
U | d006l | 30.9229 | 84.4054 | 117.715 | 7.9811 | 1.4808 | 19.0153 | 30.9229 | 84.4054 | 117.715 | 8.1808 | 1.4808 | 19.0153 | 30.9229 | 84.4054 | 117.715 | 8.1808 | 1.4808 | 19.0153
U | d006m | 30.9229 | 84.4054 | 117.715 | 7.949 | 1.4808 | 19.0153 | 30.9229 | 84.4054 | 117.715 | 8.1808 | 1.4808 | 19.0153 | 30.9229 | 84.4054 | 117.715 | 8.1808 | 1.4808 | 19.0153
U | d006n | 30.9229 | 84.4054 | 117.715 | 7.9146 | 1.4808 | 19.0153 | 30.9229 | 84.4054 | 117.715 | 8.1808 | 1.4808 | 19.0153 | 30.9229 | 84.4054 | 117.715 | 8.1808 | 1.4808 | 19.0153
U | d006o | 30.9229 | 84.4054 | 117.715 | 7.9051 | 1.4808 | 19.0153 | 30.9229 | 84.4054 | 117.715 | 8.1808 | 1.4808 | 19.0153 | 30.9229 | 84.4054 | 117.715 | 8.1808 | 1.4808 | 19.0153
U | d006p | 30.9229 | 84.4054 | 117.715 | 7.9054 | 1.4808 | 19.0153 | 30.9229 | 84.4054 | 117.715 | 8.1808 | 1.4808 | 19.0153 | 30.9229 | 84.4054 | 117.715 | 8.1808 | 1.4808 | 19.0153
U | d006q | 30.9229 | 84.4054 | 117.715 | 7.9021 | 1.4808 | 19.0153 | 30.9229 | 84.4054 | 117.715 | 8.1808 | 1.4808 | 19.0153 | 30.9229 | 84.4054 | 117.715 | 8.1808 | 1.4808 | 19.0153
U | d006r | 30.9229 | 84.4054 | 117.715 | 7.918 | 1.4808 | 19.0153 | 30.9229 | 84.4054 | 117.715 | 8.1808 | 1.4808 | 19.0153 | 30.9229 | 84.4054 | 117.715 | 8.1808 | 1.4808 | 19.0153
U | d006s | 30.9229 | 84.4054 | 117.715 | 7.8877 | 1.4808 | 19.0153 | 30.9229 | 84.4054 | 117.715 | 8.1808 | 1.4808 | 19.0153 | 30.9229 | 84.4054 | 117.715 | 8.1808 | 1.4808 | 19.0153
U | d006t | 30.9229 | 84.4054 | 117.715 | 7.8559 | 1.4808 | 19.0153 | 30.9229 | 84.4054 | 117.715 | 8.1808 | 1.4808 | 19.0153 | 30.9229 | 84.4054 | 117.715 | 8.1808 | 1.4808 | 19.0153
U | d006u | 30.7904 | 83.0526 | 117.715 | 7.8267 | 1.4808 | 19.0153 | 30.9229 | 84.4054 | 117.715 | 8.1808 | 1.4808 | 19.0153 | 30.9229 | 84.4054 | 117.715 | 8.1808 | 1.4808 | 19.0153
U | d006v | 29.7727 | 77.9723 | 117.715 | 7.8234 | 1.4808 | 18.7435 | 30.9229 | 84.4054 | 117.715 | 8.1808 | 1.4808 | 19.0153 | 30.9229 | 84.4054 | 117.715 | 8.1808 | 1.4808 | 19.0153
U | d006x | 28.4661 | 76.267 | 117.695 | 7.8175 | 1.4808 | 18.684 | 30.9229 | 84.4054 | 117.715 | 8.1808 | 1.4808 | 19.0153 | 30.9229 | 84.4054 | 117.715 | 8.1808 | 1.4808 | 19.0153
U | d006y | 27.1899 | 76.0952 | 117.695 | 7.8153 | 1.4808 | 18.6425 | 30.9229 | 84.4054 | 117.715 | 8.1808 | 1.4808 | 19.0153 | 30.9229 | 84.4054 | 117.715 | 8.1808 | 1.4808 | 19.0153
U | d007a | 25.7002 | 74.5544 | 117.695 | 7.8121 | 1.4808 | 18.6319 | 30.9229 | 84.4054 | 117.715 | 8.1808 | 1.4808 | 19.0153 | 30.9229 | 84.4054 | 117.715 | 8.1808 | 1.4808 | 19.0153
U | d007b | 25.0031 | 75.122 | 117.695 | 7.8118 | 1.4808 | 18.6038 | 30.9229 | 84.4054 | 117.715 | 8.1808 | 1.4808 | 19.0153 | 30.9229 | 84.4054 | 117.715 | 8.1808 | 1.4808 | 19.0153
U | d007c | 25.0898 | 79.0291 | 117.715 | 7.8127 | 1.4808 | 18.5929 | 30.9229 | 84.4054 | 117.715 | 8.1808 | 1.4808 | 19.0153 | 30.9229 | 84.4054 | 117.715 | 8.1808 | 1.4808 | 19.0153
U | d007d | 25.1818 | 83.4424 | 117.715 | 7.8151 | 1.4808 | 18.593 | 30.9229 | 84.4054 | 117.715 | 8.1808 | 1.4808 | 19.0153 | 30.9229 | 84.4054 | 117.715 | 8.1808 | 1.4808 | 19.0153
U | d007e | 25.5591 | 83.7025 | 117.715 | 7.8152 | 1.4808 | 18.6995 | 30.9229 | 84.4054 | 117.715 | 8.1808 | 1.4808 | 19.0153 | 30.9229 | 84.4054 | 117.715 | 8.1808 | 1.4808 | 19.0153
U | d007f | 28.0498 | 83.845 | 117.715 | 7.8214 | 1.4808 | 18.7982 | 30.9229 | 84.4054 | 117.715 | 8.1808 | 1.4808 | 19.0153 | 30.9229 | 84.4054 | 117.715 | 8.1808 | 1.4808 | 19.0153
U | d007g | 29.4291 | 83.954 | 117.715 | 7.8275 | 1.4808 | 18.8781 | 30.9229 | 84.4054 | 117.715 | 8.1808 | 1.4808 | 19.0153 | 30.9229 | 84.4054 | 117.715 | 8.1808 | 1.4808 | 19.0153
U | d007h | 30.6576 | 84.4054 | 117.715 | 7.8385 | 1.4808 | 19.0153 | 30.9229 | 84.4054 | 117.715 | 8.1808 | 1.4808 | 19.0153 | 30.9229 | 84.4054 | 117.715 | 8.1808 | 1.4808 | 19.0153
U | d007i | 30.9229 | 84.4054 | 117.715 | 7.884 | 1.4808 | 19.0153 | 30.9229 | 84.4054 | 117.715 | 8.1808 | 1.4808 | 19.0153 | 30.9229 | 84.4054 | 117.715 | 8.1808 | 1.4808 | 19.0153
U | d007j | 30.9229 | 84.4054 | 117.715 | 7.9341 | 1.4808 | 19.0153 | 30.9229 | 84.4054 | 117.715 | 8.1808 | 1.4808 | 19.0153 | 30.9229 | 84.4054 | 117.715 | 8.1808 | 1.4808 | 19.0153
U | d007k | 30.9229 | 84.4054 | 117.715 | 8.1086 | 1.4808 | 19.0153 | 30.9229 | 84.4054 | 117.715 | 8.1808 | 1.4808 | 19.0153 | 30.9229 | 84.4054 | 117.715 | 8.1808 | 1.4808 | 19.0153
U | d007l | 30.9229 | 84.4054 | 117.715 | 8.1231 | 1.4808 | 19.0153 | 30.9229 | 84.4054 | 117.715 | 8.1808 | 1.4808 | 19.0153 | 30.9229 | 84.4054 | 117.715 | 8.1808 | 1.4808 | 19.0153
U | d007m | 30.9229 | 84.4054 | 117.715 | 8.0826 | 1.4808 | 19.0153 | 30.9229 | 84.4054 | 117.715 | 8.1808 | 1.4808 | 19.0153 | 30.9229 | 84.4054 | 117.715 | 8.1808 | 1.4808 | 19.0153
U | d007n | 30.9229 | 84.4054 | 117.715 | 8.0129 | 1.4808 | 19.0153 | 30.9229 | 84.4054 | 117.715 | 8.1808 | 1.4808 | 19.0153 | 30.9229 | 84.4054 | 117.715 | 8.1808 | 1.4808 | 19.0153
U | d007o | 30.9229 | 84.4054 | 117.715 | 7.9743 | 1.4808 | 19.0153 | 30.9229 | 84.4054 | 117.715 | 8.1808 | 1.4808 | 19.0153 | 30.9229 | 84.4054 | 117.715 | 8.1808 | 1.4808 | 19.0153
U | d007p | 30.9229 | 84.4054 | 117.715 | 7.9165 | 1.4808 | 19.0153 | 30.9229 | 84.4054 | 117.715 | 8.1808 | 1.4808 | 19.0153 | 30.9229 | 84.4054 | 117.715 | 8.1808 | 1.4808 | 19.0153
U | d007q | 30.9229 | 84.4054 | 117.715 | 7.9075 | 1.4808 | 19.0153 | 30.9229 | 84.4054 | 117.715 | 8.1808 | 1.4808 | 19.0153 | 30.9229 | 84.4054 | 117.715 | 8.1808 | 1.4808 | 19.0153
U | d007r | 30.9229 | 84.4054 | 117.715 | 7.9426 | 1.4808 | 19.0153 | 30.9229 | 84.4054 | 117.715 | 8.1808 | 1.4808 | 19.0153 | 30.9229 | 84.4054 | 117.715 | 8.1808 | 1.4808 | 19.0153
U | d007s | 30.9229 | 84.4054 | 117.715 | 7.9241 | 1.4808 | 19.0153 | 30.9229 | 84.4054 | 117.715 | 8.1808 | 1.4808 | 19.0153 | 30.9229 | 84.4054 | 117.715 | 8.1808 | 1.4808 | 19.0153
U | d007t | 30.9229 | 84.4054 | 117.715 | 7.8433 | 1.4808 | 19.0153 | 30.9229 | 84.4054 | 117.715 | 8.1808 | 1.4808 | 19.0153 | 30.9229 | 84.4054 | 117.715 | 8.1808 | 1.4808 | 19.0153
U | d007u | 30.0354 | 82.4575 | 117.695 | 7.8266 | 1.4808 | 18.9461 | 30.9229 | 84.4054 | 117.715 | 8.1808 | 1.4808 | 19.0153 | 30.9229 | 84.4054 | 117.715 | 8.1808 | 1.4808 | 19.0153
U | d007v | 29.063 | 80.3371 | 117.695 | 7.8241 | 1.4808 | 18.7402 | 30.9229 | 84.4054 | 117.715 | 8.1808 | 1.4808 | 19.0153 | 30.9229 | 84.4054 | 117.715 | 8.1808 | 1.4808 | 19.0153
U | d007x | 27.7342 | 77.8543 | 117.695 | 7.8172 | 1.4808 | 18.6957 | 30.9229 | 84.4054 | 117.715 | 8.1808 | 1.4808 | 19.0153 | 30.9229 | 84.4054 | 117.715 | 8.1808 | 1.4808 | 19.0153
U | d007y | 27.0116 | 78.1882 | 117.695 | 7.8152 | 1.4808 | 18.6727 | 30.9229 | 84.4054 | 117.715 | 8.1808 | 1.4808 | 19.0153 | 30.9229 | 84.4054 | 117.715 | 8.1808 | 1.4808 | 19.0153
U | d008a | 25.9857 | 77.4499 | 117.695 | 7.8126 | 1.4808 | 18.6933 | 30.9229 | 84.4054 | 117.715 | 8.1808 | 1.4808 | 19.0153 | 30.9229 | 84.4054 | 117.715 | 8.1808 | 1.4808 | 19.0153
U | d008b | 26.0646 | 78.4949 | 117.695 | 7.8117 | 1.4808 | 18.6906 | 30.9229 | 84.4054 | 117.715 | 8.1808 | 1.4808 | 19.0153 | 30.9229 | 84.4054 | 117.715 | 8.1808 | 1.4808 | 19.0153
U | d008c | 26.0242 | 80.4736 | 117.695 | 7.8108 | 1.4808 | 18.6633 | 30.9229 | 84.4054 | 117.715 | 8.1808 | 1.4808 | 19.0153 | 30.9229 | 84.4054 | 117.715 | 8.1808 | 1.4808 | 19.0153
U | d008d | 26.2413 | 82.0011 | 117.695 | 7.8109 | 1.4808 | 18.6526 | 30.9229 | 84.4054 | 117.715 | 8.1808 | 1.4808 | 19.0153 | 30.9229 | 84.4054 | 117.715 | 8.1808 | 1.4808 | 19.0153
U | d008e | 26.486 | 82.122 | 117.695 | 7.81 | 1.4808 | 18.6833 | 30.9229 | 84.4054 | 117.715 | 8.1808 | 1.4808 | 19.0153 | 30.9229 | 84.4054 | 117.715 | 8.1808 | 1.4808 | 19.0153
U | d008f | 27.1723 | 82.2348 | 117.695 | 7.8107 | 1.4808 | 18.7311 | 30.9229 | 84.4054 | 117.715 | 8.1808 | 1.4808 | 19.0153 | 30.9229 | 84.4054 | 117.715 | 8.1808 | 1.4808 | 19.0153
U | d008g | 28.1395 | 82.1697 | 117.695 | 7.8145 | 1.4808 | 18.7704 | 30.9229 | 84.4054 | 117.715 | 8.1808 | 1.4808 | 19.0153 | 30.9229 | 84.4054 | 117.715 | 8.1808 | 1.4808 | 19.0153
U | d008h | 28.6135 | 82.1918 | 117.695 | 7.8194 | 1.4808 | 18.8393 | 30.9229 | 84.4054 | 117.715 | 8.1808 | 1.4808 | 19.0153 | 30.9229 | 84.4054 | 117.715 | 8.1808 | 1.4808 | 19.0153
U | d008i | 28.7071 | 82.2272 | 117.695 | 7.8218 | 1.4808 | 18.8336 | 30.9229 | 84.4054 | 117.715 | 8.1808 | 1.4808 | 19.0153 | 30.9229 | 84.4054 | 117.715 | 8.1808 | 1.4808 | 19.0153
U | d008j | 29.2169 | 82.8812 | 117.695 | 7.8223 | 1.4808 | 19.0153 | 30.9229 | 84.4054 | 117.715 | 8.1808 | 1.4808 | 19.0153 | 30.9229 | 84.4054 | 117.715 | 8.1808 | 1.4808 | 19.0153
U | d008k | 29.2408 | 82.492 | 117.695 | 7.8215 | 1.4808 | 19.0153 | 30.9229 | 84.4054 | 117.715 | 8.1808 | 1.4808 | 19.0153 | 30.9229 | 84.4054 | 117.715 | 8.1808 | 1.4808 | 19.0153
U | d008l | 30.0058 | 82.7944 | 117.695 | 7.8222 | 1.4808 | 19.0153 | 30.9229 | 84.4054 | 117.715 | 8.1808 | 1.4808 | 19.0153 | 30.9229 | 84.4054 | 117.715 | 8.1808 | 1.4808 | 19.0153
U | d008m | 29.819 | 82.8067 | 117.695 | 7.8222 | 1.4808 | 19.0153 | 30.9229 | 84.4054 | 117.715 | 8.1808 | 1.4808 | 19.0153 | 30.9229 | 84.4054 | 117.715 | 8.1808 | 1.4808 | 19.0153
U | d008n | 30.688 | 83.3224 | 117.695 | 7.8243 | 1.4808 | 19.0153 | 30.9229 | 84.4054 | 117.715 | 8.1808 | 1.4808 | 19.0153 | 30.9229 | 84.4054 | 117.715 | 8.1808 | 1.4808 | 19.0153
U | d008o | 29.4884 | 83.0127 | 117.695 | 7.8228 | 1.4808 | 19.0153 | 30.9229 | 84.4054 | 117.715 | 8.1808 | 1.4808 | 19.0153 | 30.9229 | 84.4054 | 117.715 | 8.1808 | 1.4808 | 19.0153
U | d008p | 28.6204 | 82.8204 | 117.695 | 7.8228 | 1.4808 | 19.0153 | 30.9229 | 84.4054 | 117.715 | 8.1808 | 1.4808 | 19.0153 | 30.9229 | 84.4054 | 117.715 | 8.1808 | 1.4808 | 19.0153
U | d008q | 30.4988 | 83.9326 | 117.715 | 7.8269 | 1.4808 | 19.0153 | 30.9229 | 84.4054 | 117.715 | 8.1808 | 1.4808 | 19.0153 | 30.9229 | 84.4054 | 117.715 | 8.1808 | 1.4808 | 19.0153
U | d008r | 29.2026 | 83.4106 | 117.695 | 7.8264 | 1.4808 | 19.0153 | 30.9229 | 84.4054 | 117.715 | 8.1808 | 1.4808 | 19.0153 | 30.9229 | 84.4054 | 117.715 | 8.1808 | 1.4808 | 19.0153
U | d008s | 28.7479 | 83.3458 | 117.695 | 7.8271 | 1.4808 | 19.0153 | 30.9229 | 84.4054 | 117.715 | 8.1808 | 1.4808 | 19.0153 | 30.9229 | 84.4054 | 117.715 | 8.1808 | 1.4808 | 19.0153
U | d008t | 28.8237 | 82.7748 | 117.695 | 7.8285 | 1.4808 | 19.0153 | 30.9229 | 84.4054 | 117.715 | 8.1808 | 1.4808 | 19.0153 | 30.9229 | 84.4054 | 117.715 | 8.1808 | 1.4808 | 19.0153
U | d008u | 27.3011 | 81.6876 | 117.695 | 7.8286 | 1.4808 | 19.0153 | 30.9229 | 84.4054 | 117.715 | 8.1808 | 1.4808 | 19.0153 | 30.9229 | 84.4054 | 117.715 | 8.1808 | 1.4808 | 19.0153
U | d008v | 25.8891 | 77.297 | 117.695 | 7.8251 | 1.4808 | 18.6811 | 30.9229 | 84.4054 | 117.715 | 8.1808 | 1.4808 | 19.0153 | 30.9229 | 84.4054 | 117.715 | 8.1808 | 1.4808 | 19.0153
U | d008x | 26.2243 | 77.7975 | 117.695 | 7.8184 | 1.4808 | 18.6445 | 30.9229 | 84.4054 | 117.715 | 8.1808 | 1.4808 | 19.0153 | 30.9229 | 84.4054 | 117.715 | 8.1808 | 1.4808 | 19.0153
U | d008y | 24.7045 | 73.438 | 117.695 | 7.8144 | 1.4808 | 18.5957 | 30.9229 | 84.4054 | 117.715 | 8.1808 | 1.4808 | 19.0153 | 30.9229 | 84.4054 | 117.715 | 8.1808 | 1.4808 | 19.0153
U | d009a | 24.0618 | 70.9048 | 117.695 | 7.8112 | 1.4808 | 18.5946 | 30.9229 | 84.4054 | 117.715 | 8.1808 | 1.4808 | 19.0153 | 30.9229 | 84.4054 | 117.715 | 8.1808 | 1.4808 | 19.0153
U | d009b | 24.1537 | 70.4522 | 117.695 | 7.8091 | 1.4808 | 18.5901 | 30.9229 | 84.4054 | 117.715 | 8.1808 | 1.4808 | 19.0153 | 30.9229 | 84.4054 | 117.715 | 8.1808 | 1.4808 | 19.0153
U | d009c | 24.7428 | 74.2017 | 117.695 | 7.8088 | 1.4808 | 18.5921 | 30.9229 | 84.4054 | 117.715 | 8.1808 | 1.4808 | 19.0153 | 30.9229 | 84.4054 | 117.715 | 8.1808 | 1.4808 | 19.0153
U | d009d | 25.4034 | 77.7007 | 117.695 | 7.8092 | 1.4808 | 18.616 | 30.9229 | 84.4054 | 117.715 | 8.1808 | 1.4808 | 19.0153 | 30.9229 | 84.4054 | 117.715 | 8.1808 | 1.4808 | 19.0153
U | d009e | 25.7942 | 78.2381 | 117.695 | 7.8095 | 1.4808 | 18.6681 | 30.9229 | 84.4054 | 117.715 | 8.1808 | 1.4808 | 19.0153 | 30.9229 | 84.4054 | 117.715 | 8.1808 | 1.4808 | 19.0153
U | d009f | 26.7496 | 80.2688 | 117.695 | 7.8116 | 1.4808 | 18.7583 | 30.9229 | 84.4054 | 117.715 | 8.1808 | 1.4808 | 19.0153 | 30.9229 | 84.4054 | 117.715 | 8.1808 | 1.4808 | 19.0153
U | d009g | 30.7333 | 82.9146 | 117.695 | 7.8212 | 1.4808 | 19.0153 | 30.9229 | 84.4054 | 117.715 | 8.1808 | 1.4808 | 19.0153 | 30.9229 | 84.4054 | 117.715 | 8.1808 | 1.4808 | 19.0153
U | d009h | 30.9229 | 83.6285 | 117.695 | 7.8318 | 1.4808 | 19.0153 | 30.9229 | 84.4054 | 117.715 | 8.1808 | 1.4808 | 19.0153 | 30.9229 | 84.4054 | 117.715 | 8.1808 | 1.4808 | 19.0153
U | d009i | 30.9229 | 83.2053 | 117.695 | 7.8368 | 1.4808 | 19.0153 | 30.9229 | 84.4054 | 117.715 | 8.1808 | 1.4808 | 19.0153 | 30.9229 | 84.4054 | 117.715 | 8.1808 | 1.4808 | 19.0153
U | d009j | 30.9229 | 83.0302 | 117.695 | 7.8384 | 1.4808 | 19.0153 | 30.9229 | 84.4054 | 117.715 | 8.1808 | 1.4808 | 19.0153 | 30.9229 | 84.4054 | 117.715 | 8.1808 | 1.4808 | 19.0153
U | d009k | 30.9229 | 81.2907 | 117.695 | 7.8347 | 1.4808 | 19.0153 | 30.9229 | 84.4054 | 117.715 | 8.1808 | 1.4808 | 19.0153 | 30.9229 | 84.4054 | 117.715 | 8.1808 | 1.4808 | 19.0153
U | d009l | 30.9229 | 81.5161 | 117.695 | 7.8384 | 1.4808 | 19.0153 | 30.9229 | 84.4054 | 117.715 | 8.1808 | 1.4808 | 19.0153 | 30.9229 | 84.4054 | 117.715 | 8.1808 | 1.4808 | 19.0153
U | d009m | 30.9229 | 81.3939 | 117.695 | 7.8372 | 1.4808 | 19.0153 | 30.9229 | 84.4054 | 117.715 | 8.1808 | 1.4808 | 19.0153 | 30.9229 | 84.4054 | 117.715 | 8.1808 | 1.4808 | 19.0153
U | d009n | 30.9229 | 82.1921 | 117.695 | 7.8385 | 1.4808 | 19.0153 | 30.9229 | 84.4054 | 117.715 | 8.1808 | 1.4808 | 19.0153 | 30.9229 | 84.4054 | 117.715 | 8.1808 | 1.4808 | 19.0153
U | d009o | 30.9229 | 82.5845 | 117.695 | 7.8385 | 1.4808 | 19.0153 | 30.9229 | 84.4054 | 117.715 | 8.1808 | 1.4808 | 19.0153 | 30.9229 | 84.4054 | 117.715 | 8.1808 | 1.4808 | 19.0153
U | d009p | 30.9229 | 82.8944 | 117.695 | 7.8381 | 1.4808 | 19.0153 | 30.9229 | 84.4054 | 117.715 | 8.1808 | 1.4808 | 19.0153 | 30.9229 | 84.4054 | 117.715 | 8.1808 | 1.4808 | 19.0153
U | d009q | 30.9229 | 83.5396 | 117.696 | 7.8405 | 1.4808 | 19.0153 | 30.9229 | 84.4054 | 117.715 | 8.1808 | 1.4808 | 19.0153 | 30.9229 | 84.4054 | 117.715 | 8.1808 | 1.4808 | 19.0153
U | d009r | 30.9229 | 84.4054 | 117.715 | 7.8887 | 1.4808 | 19.0153 | 30.9229 | 84.4054 | 117.715 | 8.1808 | 1.4808 | 19.0153 | 30.9229 | 84.4054 | 117.715 | 8.1808 | 1.4808 | 19.0153
U | d009s | 30.9229 | 82.6905 | 117.695 | 7.8337 | 1.4808 | 19.0153 | 30.9229 | 84.4054 | 117.715 | 8.1808 | 1.4808 | 19.0153 | 30.9229 | 84.4054 | 117.715 | 8.1808 | 1.4808 | 19.0153
U | d009t | 30.9229 | 80.3701 | 117.695 | 7.8321 | 1.4808 | 19.0153 | 30.9229 | 84.4054 | 117.715 | 8.1808 | 1.4808 | 19.0153 | 30.9229 | 84.4054 | 117.715 | 8.1808 | 1.4808 | 19.0153
U | d009u | 30.6632 | 74.7492 | 117.695 | 7.83 | 1.4808 | 19.0153 | 30.9229 | 84.4054 | 117.715 | 8.1808 | 1.4808 | 19.0153 | 30.9229 | 84.4054 | 117.715 | 8.1808 | 1.4808 | 19.0153
U | d009v | 29.0703 | 70.5114 | 117.695 | 7.8263 | 1.4808 | 18.9543 | 30.9229 | 84.4054 | 117.715 | 8.1808 | 1.4808 | 19.0153 | 30.9229 | 84.4054 | 117.715 | 8.1808 | 1.4808 | 19.0153
U | d009x | 28.2237 | 67.5707 | 117.695 | 7.8189 | 1.4808 | 18.771 | 30.9229 | 84.4054 | 117.715 | 8.1808 | 1.4808 | 19.0153 | 30.9229 | 84.4054 | 117.715 | 8.1808 | 1.4808 | 19.0153
U | d009y | 27.433 | 67.059 | 117.695 | 7.8162 | 1.4808 | 18.7561 | 30.9229 | 84.4054 | 117.715 | 8.1808 | 1.4808 | 19.0153 | 30.9229 | 84.4054 | 117.715 | 8.1808 | 1.4808 | 19.0153
U | d010a | 26.9998 | 67.7033 | 117.695 | 7.8143 | 1.4808 | 18.7768 | 30.9229 | 84.4054 | 117.715 | 8.1808 | 1.4808 | 19.0153 | 30.9229 | 84.4054 | 117.715 | 8.1808 | 1.4808 | 19.0153
U | d010b | 26.6848 | 67.4834 | 117.695 | 7.8129 | 1.4808 | 18.7577 | 30.9229 | 84.4054 | 117.715 | 8.1808 | 1.4808 | 19.0153 | 30.9229 | 84.4054 | 117.715 | 8.1808 | 1.4808 | 19.0153
U | d010c | 27.2002 | 72.971 | 117.695 | 7.8136 | 1.4808 | 18.7589 | 30.9229 | 84.4054 | 117.715 | 8.1808 | 1.4808 | 19.0153 | 30.9229 | 84.4054 | 117.715 | 8.1808 | 1.4808 | 19.0153
U | d010d | 27.7558 | 78.1163 | 117.695 | 7.8154 | 1.4808 | 18.7699 | 30.9229 | 84.4054 | 117.715 | 8.1808 | 1.4808 | 19.0153 | 30.9229 | 84.4054 | 117.715 | 8.1808 | 1.4808 | 19.0153
U | d010e | 28.0359 | 79.7686 | 117.695 | 7.8146 | 1.4808 | 18.8421 | 30.9229 | 84.4054 | 117.715 | 8.1808 | 1.4808 | 19.0153 | 30.9229 | 84.4054 | 117.715 | 8.1808 | 1.4808 | 19.0153
U | d010f | 30.3169 | 82.4727 | 117.695 | 7.8215 | 1.4808 | 19.0153 | 30.9229 | 84.4054 | 117.715 | 8.1808 | 1.4808 | 19.0153 | 30.9229 | 84.4054 | 117.715 | 8.1808 | 1.4808 | 19.0153
U | d010g | 30.9229 | 84.4054 | 117.715 | 7.9152 | 1.4808 | 19.0153 | 30.9229 | 84.4054 | 117.715 | 8.1808 | 1.4808 | 19.0153 | 30.9229 | 84.4054 | 117.715 | 8.1808 | 1.4808 | 19.0153
U | d010h | 30.9229 | 84.4054 | 117.715 | 8.1808 | 1.4808 | 19.0153 | 30.9229 | 84.4054 | 117.715 | 8.1808 | 1.4808 | 19.0153 | 30.9229 | 84.4054 | 117.715 | 8.1808 | 1.4808 | 19.0153
U | d010i | 30.9229 | 84.4054 | 117.715 | 8.1808 | 1.4808 | 19.0153 | 30.9229 | 84.4054 | 117.715 | 8.1808 | 1.4808 | 19.0153 | 30.9229 | 84.4054 | 117.715 | 8.1808 | 1.4808 | 19.0153
U | d010j | 30.9229 | 84.4054 | 117.715 | 8.1808 | 1.4808 | 19.0153 | 30.9229 | 84.4054 | 117.715 | 8.1808 | 1.4808 | 19.0153 | 30.9229 | 84.4054 | 117.715 | 8.1808 | 1.4808 | 19.0153
U | d010k | 30.9229 | 84.4054 | 117.715 | 8.1808 | 1.4808 | 19.0153 | 30.9229 | 84.4054 | 117.715 | 8.1808 | 1.4808 | 19.0153 | 30.9229 | 84.4054 | 117.715 | 8.1808 | 1.4808 | 19.0153
U | d010l | 30.9229 | 84.4054 | 117.715 | 8.1808 | 1.4808 | 19.0153 | 30.9229 | 84.4054 | 117.715 | 8.1808 | 1.4808 | 19.0153 | 30.9229 | 84.4054 | 117.715 | 8.1808 | 1.4808 | 19.0153
U | d010m | 30.9229 | 84.4054 | 117.715 | 8.1428 | 1.4808 | 19.0153 | 30.9229 | 84.4054 | 117.715 | 8.1808 | 1.4808 | 19.0153 | 30.9229 | 84.4054 | 117.715 | 8.1808 | 1.4808 | 19.0153
U | d010n | 30.9229 | 84.4054 | 117.715 | 8.1703 | 1.4808 | 19.0153 | 30.9229 | 84.4054 | 117.715 | 8.1808 | 1.4808 | 19.0153 | 30.9229 | 84.4054 | 117.715 | 8.1808 | 1.4808 | 19.0153
U | d010o | 30.9229 | 84.4054 | 117.715 | 8.1808 | 1.4808 | 19.0153 | 30.9229 | 84.4054 | 117.715 | 8.1808 | 1.4808 | 19.0153 | 30.9229 | 84.4054 | 117.715 | 8.1808 | 1.4808 | 19.0153
U | d010p | 30.9229 | 84.4054 | 117.715 | 8.0533 | 1.4808 | 19.0153 | 30.9229 | 84.4054 | 117.715 | 8.1808 | 1.4808 | 19.0153 | 30.9229 | 84.4054 | 117.715 | 8.1808 | 1.4808 | 19.0153
U | d010q | 30.9229 | 84.4054 | 117.715 | 8.1636 | 1.4808 | 19.0153 | 30.9229 | 84.4054 | 117.715 | 8.1808 | 1.4808 | 19.0153 | 30.9229 | 84.4054 | 117.715 | 8.1808 | 1.4808 | 19.0153
U | d010r | 30.9229 | 84.4054 | 117.715 | 8.1808 | 1.4808 | 19.0153 | 30.9229 | 84.4054 | 117.715 | 8.1808 | 1.4808 | 19.0153 | 30.9229 | 84.4054 | 117.715 | 8.1808 | 1.4808 | 19.0153
U | d010s | 30.9229 | 84.4054 | 117.715 | 8.1488 | 1.4808 | 19.0153 | 30.9229 | 84.4054 | 117.715 | 8.1808 | 1.4808 | 19.0153 | 30.9229 | 84.4054 | 117.715 | 8.1808 | 1.4808 | 19.0153
U | d010t | 30.9229 | 84.4054 | 117.715 | 7.892 | 1.4808 | 19.0153 | 30.9229 | 84.4054 | 117.715 | 8.1808 | 1.4808 | 19.0153 | 30.9229 | 84.4054 | 117.715 | 8.1808 | 1.4808 | 19.0153
U | d010u | 30.7131 | 79.3778 | 117.715 | 7.8323 | 1.4808 | 19.0153 | 30.9229 | 84.4054 | 117.715 | 8.1808 | 1.4808 | 19.0153 | 30.9229 | 84.4054 | 117.715 | 8.1808 | 1.4808 | 19.0153
U | d010v | 28.4068 | 75.1567 | 117.715 | 7.8261 | 1.4808 | 19.0153 | 30.9229 | 84.4054 | 117.715 | 8.1808 | 1.4808 | 19.0153 | 30.9229 | 84.4054 | 117.715 | 8.1808 | 1.4808 | 19.0153
U | d010x | 27.8282 | 74.0814 | 117.715 | 7.8202 | 1.4808 | 18.9612 | 30.9229 | 84.4054 | 117.715 | 8.1808 | 1.4808 | 19.0153 | 30.9229 | 84.4054 | 117.715 | 8.1808 | 1.4808 | 19.0153
U | d010y | 26.1595 | 68.4561 | 117.695 | 7.8164 | 1.4808 | 18.8106 | 30.9229 | 84.4054 | 117.715 | 8.1808 | 1.4808 | 19.0153 | 30.9229 | 84.4054 | 117.715 | 8.1808 | 1.4808 | 19.0153
U | d011a | 25.26 | 66.8025 | 117.695 | 7.813 | 1.4808 | 18.7971 | 30.9229 | 84.4054 | 117.715 | 8.1808 | 1.4808 | 19.0153 | 30.9229 | 84.4054 | 117.715 | 8.1808 | 1.4808 | 19.0153
U | d011b | 25.2758 | 68.8796 | 117.695 | 7.8121 | 1.4808 | 18.7903 | 30.9229 | 84.4054 | 117.715 | 8.1808 | 1.4808 | 19.0153 | 30.9229 | 84.4054 | 117.715 | 8.1808 | 1.4808 | 19.0153
U | d011c | 25.5105 | 75.0741 | 117.695 | 7.8117 | 1.4808 | 18.7789 | 30.9229 | 84.4054 | 117.715 | 8.1808 | 1.4808 | 19.0153 | 30.9229 | 84.4054 | 117.715 | 8.1808 | 1.4808 | 19.0153
U | d011d | 26.0986 | 81.1724 | 117.715 | 7.813 | 1.4808 | 18.7882 | 30.9229 | 84.4054 | 117.715 | 8.1808 | 1.4808 | 19.0153 | 30.9229 | 84.4054 | 117.715 | 8.1808 | 1.4808 | 19.0153
U | d011e | 26.364 | 82.6205 | 117.715 | 7.8121 | 1.4808 | 18.8454 | 30.9229 | 84.4054 | 117.715 | 8.1808 | 1.4808 | 19.0153 | 30.9229 | 84.4054 | 117.715 | 8.1808 | 1.4808 | 19.0153
U | d011f | 29.2113 | 83.7721 | 117.715 | 7.8193 | 1.4808 | 19.0153 | 30.9229 | 84.4054 | 117.715 | 8.1808 | 1.4808 | 19.0153 | 30.9229 | 84.4054 | 117.715 | 8.1808 | 1.4808 | 19.0153
U | d011g | 30.9229 | 84.4054 | 117.715 | 7.8894 | 1.4808 | 19.0153 | 30.9229 | 84.4054 | 117.715 | 8.1808 | 1.4808 | 19.0153 | 30.9229 | 84.4054 | 117.715 | 8.1808 | 1.4808 | 19.0153
U | d011h | 30.9229 | 84.4054 | 117.715 | 8.1225 | 1.4808 | 19.0153 | 30.9229 | 84.4054 | 117.715 | 8.1808 | 1.4808 | 19.0153 | 30.9229 | 84.4054 | 117.715 | 8.1808 | 1.4808 | 19.0153
U | d011i | 30.9229 | 84.4054 | 117.715 | 8.1808 | 1.4808 | 19.0153 | 30.9229 | 84.4054 | 117.715 | 8.1808 | 1.4808 | 19.0153 | 30.9229 | 84.4054 | 117.715 | 8.1808 | 1.4808 | 19.0153
U | d011j | 30.9229 | 84.4054 | 117.715 | 8.1024 | 1.4808 | 19.0153 | 30.9229 | 84.4054 | 117.715 | 8.1808 | 1.4808 | 19.0153 | 30.9229 | 84.4054 | 117.715 | 8.1808 | 1.4808 | 19.0153
U | d011k | 30.9229 | 84.4054 | 117.715 | 8.0167 | 1.4808 | 19.0153 | 30.9229 | 84.4054 | 117.715 | 8.1808 | 1.4808 | 19.0153 | 30.9229 | 84.4054 | 117.715 | 8.1808 | 1.4808 | 19.0153
U | d011l | 30.9229 | 84.4054 | 117.715 | 7.9873 | 1.4808 | 19.0153 | 30.9229 | 84.4054 | 117.715 | 8.1808 | 1.4808 | 19.0153 | 30.9229 | 84.4054 | 117.715 | 8.1808 | 1.4808 | 19.0153
U | d011m | 30.9229 | 84.4054 | 117.715 | 7.9841 | 1.4808 | 19.0153 | 30.9229 | 84.4054 | 117.715 | 8.1808 | 1.4808 | 19.0153 | 30.9229 | 84.4054 | 117.715 | 8.1808 | 1.4808 | 19.0153
U | d011n | 30.9229 | 84.4054 | 117.715 | 7.9597 | 1.4808 | 19.0153 | 30.9229 | 84.4054 | 117.715 | 8.1808 | 1.4808 | 19.0153 | 30.9229 | 84.4054 | 117.715 | 8.1808 | 1.4808 | 19.0153
U | d011o | 30.9229 | 84.4054 | 117.715 | 7.97 | 1.4808 | 19.0153 | 30.9229 | 84.4054 | 117.715 | 8.1808 | 1.4808 | 19.0153 | 30.9229 | 84.4054 | 117.715 | 8.1808 | 1.4808 | 19.0153
U | d011p | 30.9229 | 84.4054 | 117.715 | 7.9701 | 1.4808 | 19.0153 | 30.9229 | 84.4054 | 117.715 | 8.1808 | 1.4808 | 19.0153 | 30.9229 | 84.4054 | 117.715 | 8.1808 | 1.4808 | 19.0153
U | d011q | 30.9229 | 84.4054 | 117.715 | 8.1499 | 1.4808 | 19.0153 | 30.9229 | 84.4054 | 117.715 | 8.1808 | 1.4808 | 19.0153 | 30.9229 | 84.4054 | 117.715 | 8.1808 | 1.4808 | 19.0153
U | d011r | 30.9229 | 84.4054 | 117.715 | 7.9815 | 1.4808 | 19.0153 | 30.9229 | 84.4054 | 117.715 | 8.1808 | 1.4808 | 19.0153 | 30.9229 | 84.4054 | 117.715 | 8.1808 | 1.4808 | 19.0153
U | d011s | 30.9229 | 84.4054 | 117.715 | 7.9808 | 1.4808 | 19.0153 | 30.9229 | 84.4054 | 117.715 | 8.1808 | 1.4808 | 19.0153 | 30.9229 | 84.4054 | 117.715 | 8.1808 | 1.4808 | 19.0153
U | d011t | 30.9229 | 84.4054 | 117.715 | 7.9337 | 1.4808 | 19.0153 | 30.9229 | 84.4054 | 117.715 | 8.1808 | 1.4808 | 19.0153 | 30.9229 | 84.4054 | 117.715 | 8.1808 | 1.4808 | 19.0153
U | d011u | 30.7605 | 84.1604 | 117.715 | 7.8306 | 1.4808 | 19.0153 | 30.9229 | 84.4054 | 117.715 | 8.1808 | 1.4808 | 19.0153 | 30.9229 | 84.4054 | 117.715 | 8.1808 | 1.4808 | 19.0153
U | d011v | 29.0196 | 84.0121 | 117.715 | 7.824 | 1.4808 | 19.0153 | 30.9229 | 84.4054 | 117.715 | 8.1808 | 1.4808 | 19.0153 | 30.9229 | 84.4054 | 117.715 | 8.1808 | 1.4808 | 19.0153
U | d011x | 27.5694 | 79.5171 | 117.695 | 7.8155 | 1.4808 | 18.8143 | 30.9229 | 84.4054 | 117.715 | 8.1808 | 1.4808 | 19.0153 | 30.9229 | 84.4054 | 117.715 | 8.1808 | 1.4808 | 19.0153
U | d011y | 27.2263 | 78.3623 | 117.695 | 7.8124 | 1.4808 | 18.7807 | 30.9229 | 84.4054 | 117.715 | 8.1808 | 1.4808 | 19.0153 | 30.9229 | 84.4054 | 117.715 | 8.1808 | 1.4808 | 19.0153
U | d012a | 26.3223 | 75.8104 | 117.695 | 7.8083 | 1.4808 | 18.7709 | 30.9229 | 84.4054 | 117.715 | 8.1808 | 1.4808 | 19.0153 | 30.9229 | 84.4054 | 117.715 | 8.1808 | 1.4808 | 19.0153
U | d012b | 26.1622 | 75.9757 | 117.695 | 7.807 | 1.4808 | 18.7594 | 30.9229 | 84.4054 | 117.715 | 8.1808 | 1.4808 | 19.0153 | 30.9229 | 84.4054 | 117.715 | 8.1808 | 1.4808 | 19.0153
U | d012c | 26.8854 | 79.5422 | 117.695 | 7.8083 | 1.4808 | 18.7552 | 30.9229 | 84.4054 | 117.715 | 8.1808 | 1.4808 | 19.0153 | 30.9229 | 84.4054 | 117.715 | 8.1808 | 1.4808 | 19.0153
U | d012d | 27.3486 | 83.964 | 117.715 | 7.8107 | 1.4808 | 18.7519 | 30.9229 | 84.4054 | 117.715 | 8.1808 | 1.4808 | 19.0153 | 30.9229 | 84.4054 | 117.715 | 8.1808 | 1.4808 | 19.0153
U | d012e | 27.9057 | 84.0916 | 117.715 | 7.8119 | 1.4808 | 18.8085 | 30.9229 | 84.4054 | 117.715 | 8.1808 | 1.4808 | 19.0153 | 30.9229 | 84.4054 | 117.715 | 8.1808 | 1.4808 | 19.0153
U | d012f | 29.8077 | 84.1683 | 117.715 | 7.8188 | 1.4808 | 19.0153 | 30.9229 | 84.4054 | 117.715 | 8.1808 | 1.4808 | 19.0153 | 30.9229 | 84.4054 | 117.715 | 8.1808 | 1.4808 | 19.0153
U | d012g | 30.9229 | 84.4054 | 117.715 | 7.8749 | 1.4808 | 19.0153 | 30.9229 | 84.4054 | 117.715 | 8.1808 | 1.4808 | 19.0153 | 30.9229 | 84.4054 | 117.715 | 8.1808 | 1.4808 | 19.0153
U | d012h | 30.9229 | 84.4054 | 117.715 | 8.0261 | 1.4808 | 19.0153 | 30.9229 | 84.4054 | 117.715 | 8.1808 | 1.4808 | 19.0153 | 30.9229 | 84.4054 | 117.715 | 8.1808 | 1.4808 | 19.0153
U | d012i | 30.9229 | 84.4054 | 117.715 | 8.0486 | 1.4808 | 19.0153 | 30.9229 | 84.4054 | 117.715 | 8.1808 | 1.4808 | 19.0153 | 30.9229 | 84.4054 | 117.715 | 8.1808 | 1.4808 | 19.0153
U | d012j | 30.9229 | 84.4054 | 117.715 | 8.0353 | 1.4808 | 19.0153 | 30.9229 | 84.4054 | 117.715 | 8.1808 | 1.4808 | 19.0153 | 30.9229 | 84.4054 | 117.715 | 8.1808 | 1.4808 | 19.0153
U | d012k | 30.9229 | 84.4054 | 117.715 | 7.9507 | 1.4808 | 19.0153 | 30.9229 | 84.4054 | 117.715 | 8.1808 | 1.4808 | 19.0153 | 30.9229 | 84.4054 | 117.715 | 8.1808 | 1.4808 | 19.0153
U | d012l | 30.9229 | 84.4054 | 117.715 | 7.9493 | 1.4808 | 19.0153 | 30.9229 | 84.4054 | 117.715 | 8.1808 | 1.4808 | 19.0153 | 30.9229 | 84.4054 | 117.715 | 8.1808 | 1.4808 | 19.0153
U | d012m | 30.9229 | 84.4054 | 117.715 | 7.9566 | 1.4808 | 19.0153 | 30.9229 | 84.4054 | 117.715 | 8.1808 | 1.4808 | 19.0153 | 30.9229 | 84.4054 | 117.715 | 8.1808 | 1.4808 | 19.0153
U | d012n | 30.9229 | 84.4054 | 117.715 | 7.9237 | 1.4808 | 19.0153 | 30.9229 | 84.4054 | 117.715 | 8.1808 | 1.4808 | 19.0153 | 30.9229 | 84.4054 | 117.715 | 8.1808 | 1.4808 | 19.0153
U | d012o | 30.9229 | 84.4054 | 117.715 | 7.9483 | 1.4808 | 19.0153 | 30.9229 | 84.4054 | 117.715 | 8.1808 | 1.4808 | 19.0153 | 30.9229 | 84.4054 | 117.715 | 8.1808 | 1.4808 | 19.0153
U | d012p | 30.9229 | 84.4054 | 117.715 | 7.955 | 1.4808 | 19.0153 | 30.9229 | 84.4054 | 117.715 | 8.1808 | 1.4808 | 19.0153 | 30.9229 | 84.4054 | 117.715 | 8.1808 | 1.4808 | 19.0153
U | d012q | 30.9229 | 84.4054 | 117.715 | 8.1205 | 1.4808 | 19.0153 | 30.9229 | 84.4054 | 117.715 | 8.1808 | 1.4808 | 19.0153 | 30.9229 | 84.4054 | 117.715 | 8.1808 | 1.4808 | 19.0153
U | d012r | 30.9229 | 84.4054 | 117.715 | 8.1611 | 1.4808 | 19.0153 | 30.9229 | 84.4054 | 117.715 | 8.1808 | 1.4808 | 19.0153 | 30.9229 | 84.4054 | 117.715 | 8.1808 | 1.4808 | 19.0153
U | d012s | 30.9229 | 84.4054 | 117.715 | 8.1808 | 1.4808 | 19.0153 | 30.9229 | 84.4054 | 117.715 | 8.1808 | 1.4808 | 19.0153 | 30.9229 | 84.4054 | 117.715 | 8.1808 | 1.4808 | 19.0153
U | d012t | 30.9229 | 84.4054 | 117.715 | 8.1476 | 1.4808 | 19.0153 | 30.9229 | 84.4054 | 117.715 | 8.1808 | 1.4808 | 19.0153 | 30.9229 | 84.4054 | 117.715 | 8.1808 | 1.4808 | 19.0153
U | d012u | 30.9229 | 84.0619 | 117.715 | 7.8434 | 1.4808 | 19.0153 | 30.9229 | 84.4054 | 117.715 | 8.1808 | 1.4808 | 19.0153 | 30.9229 | 84.4054 | 117.715 | 8.1808 | 1.4808 | 19.0153
U | d012v | 30.893 | 82.9867 | 117.715 | 7.8313 | 1.4808 | 18.9857 | 30.9229 | 84.4054 | 117.715 | 8.1808 | 1.4808 | 19.0153 | 30.9229 | 84.4054 | 117.715 | 8.1808 | 1.4808 | 19.0153
U | d012x | 30.0481 | 76.0767 | 117.695 | 7.8206 | 1.4808 | 18.7599 | 30.9229 | 84.4054 | 117.715 | 8.1808 | 1.4808 | 19.0153 | 30.9229 | 84.4054 | 117.715 | 8.1808 | 1.4808 | 19.0153
U | d012y | 29.36 | 73.1699 | 117.695 | 7.8185 | 1.4808 | 18.7629 | 30.9229 | 84.4054 | 117.715 | 8.1808 | 1.4808 | 19.0153 | 30.9229 | 84.4054 | 117.715 | 8.1808 | 1.4808 | 19.0153
U | d013a | 28.2953 | 70.4197 | 117.695 | 7.8166 | 1.4808 | 18.7827 | 30.9229 | 84.4054 | 117.715 | 8.1808 | 1.4808 | 19.0153 | 30.9229 | 84.4054 | 117.715 | 8.1808 | 1.4808 | 19.0153
U | d013b | 27.677 | 70.4508 | 117.695 | 7.8158 | 1.4808 | 18.7726 | 30.9229 | 84.4054 | 117.715 | 8.1808 | 1.4808 | 19.0153 | 30.9229 | 84.4054 | 117.715 | 8.1808 | 1.4808 | 19.0153
U | d013c | 26.3109 | 72.1351 | 117.695 | 7.8155 | 1.4808 | 18.7526 | 30.9229 | 84.4054 | 117.715 | 8.1808 | 1.4808 | 19.0153 | 30.9229 | 84.4054 | 117.715 | 8.1808 | 1.4808 | 19.0153
U | d013d | 25.4951 | 76.1937 | 117.715 | 7.8173 | 1.4808 | 18.7586 | 30.9229 | 84.4054 | 117.715 | 8.1808 | 1.4808 | 19.0153 | 30.9229 | 84.4054 | 117.715 | 8.1808 | 1.4808 | 19.0153
U | d013e | 24.888 | 76.3084 | 117.715 | 7.8175 | 1.4808 | 18.8386 | 30.9229 | 84.4054 | 117.715 | 8.1808 | 1.4808 | 19.0153 | 30.9229 | 84.4054 | 117.715 | 8.1808 | 1.4808 | 19.0153
U | d013f | 26.8544 | 77.1972 | 117.715 | 7.8238 | 1.4808 | 19.0153 | 30.9229 | 84.4054 | 117.715 | 8.1808 | 1.4808 | 19.0153 | 30.9229 | 84.4054 | 117.715 | 8.1808 | 1.4808 | 19.0153
U | d013g | 30.5457 | 81.4013 | 117.715 | 7.8379 | 1.4808 | 19.0153 | 30.9229 | 84.4054 | 117.715 | 8.1808 | 1.4808 | 19.0153 | 30.9229 | 84.4054 | 117.715 | 8.1808 | 1.4808 | 19.0153
U | d013h | 30.9229 | 83.1643 | 117.715 | 7.8713 | 1.4808 | 19.0153 | 30.9229 | 84.4054 | 117.715 | 8.1808 | 1.4808 | 19.0153 | 30.9229 | 84.4054 | 117.715 | 8.1808 | 1.4808 | 19.0153
U | d013i | 30.9229 | 80.4966 | 117.715 | 7.8698 | 1.4808 | 19.0153 | 30.9229 | 84.4054 | 117.715 | 8.1808 | 1.4808 | 19.0153 | 30.9229 | 84.4054 | 117.715 | 8.1808 | 1.4808 | 19.0153
U | d013j | 30.9229 | 79.8469 | 117.715 | 7.872 | 1.4808 | 19.0153 | 30.9229 | 84.4054 | 117.715 | 8.1808 | 1.4808 | 19.0153 | 30.9229 | 84.4054 | 117.715 | 8.1808 | 1.4808 | 19.0153
U | d013k | 30.8595 | 79.4091 | 117.715 | 7.865 | 1.4808 | 19.0153 | 30.9229 | 84.4054 | 117.715 | 8.1808 | 1.4808 | 19.0153 | 30.9229 | 84.4054 | 117.715 | 8.1808 | 1.4808 | 19.0153
U | d013l | 30.7558 | 78.7309 | 117.715 | 7.8567 | 1.4808 | 19.0153 | 30.9229 | 84.4054 | 117.715 | 8.1808 | 1.4808 | 19.0153 | 30.9229 | 84.4054 | 117.715 | 8.1808 | 1.4808 | 19.0153
U | d013m | 30.7331 | 79.761 | 117.715 | 7.8559 | 1.4808 | 19.0153 | 30.9229 | 84.4054 | 117.715 | 8.1808 | 1.4808 | 19.0153 | 30.9229 | 84.4054 | 117.715 | 8.1808 | 1.4808 | 19.0153
U | d013n | 30.6261 | 80.3113 | 117.715 | 7.8524 | 1.4808 | 19.0153 | 30.9229 | 84.4054 | 117.715 | 8.1808 | 1.4808 | 19.0153 | 30.9229 | 84.4054 | 117.715 | 8.1808 | 1.4808 | 19.0153
U | d013o | 30.6212 | 82.7266 | 117.715 | 7.852 | 1.4808 | 19.0153 | 30.9229 | 84.4054 | 117.715 | 8.1808 | 1.4808 | 19.0153 | 30.9229 | 84.4054 | 117.715 | 8.1808 | 1.4808 | 19.0153
U | d013p | 30.5953 | 84.0423 | 117.715 | 7.8504 | 1.4808 | 19.0153 | 30.9229 | 84.4054 | 117.715 | 8.1808 | 1.4808 | 19.0153 | 30.9229 | 84.4054 | 117.715 | 8.1808 | 1.4808 | 19.0153
U | d013q | 30.9229 | 84.4054 | 117.715 | 7.9487 | 1.4808 | 19.0153 | 30.9229 | 84.4054 | 117.715 | 8.1808 | 1.4808 | 19.0153 | 30.9229 | 84.4054 | 117.715 | 8.1808 | 1.4808 | 19.0153
U | d013r | 30.9229 | 84.4054 | 117.715 | 7.9095 | 1.4808 | 19.0153 | 30.9229 | 84.4054 | 117.715 | 8.1808 | 1.4808 | 19.0153 | 30.9229 | 84.4054 | 117.715 | 8.1808 | 1.4808 | 19.0153
U | d013s | 29.1615 | 84.4054 | 117.715 | 7.8355 | 1.4808 | 19.0153 | 30.9229 | 84.4054 | 117.715 | 8.1808 | 1.4808 | 19.0153 | 30.9229 | 84.4054 | 117.715 | 8.1808 | 1.4808 | 19.0153
U | d013t | 28.0314 | 84.2086 | 117.715 | 7.8324 | 1.4808 | 19.0153 | 30.9229 | 84.4054 | 117.715 | 8.1808 | 1.4808 | 19.0153 | 30.9229 | 84.4054 | 117.715 | 8.1808 | 1.4808 | 19.0153
U | d013u | 23.3256 | 80.4045 | 117.696 | 7.825 | 1.4808 | 18.8564 | 30.9229 | 84.4054 | 117.715 | 8.1808 | 1.4808 | 19.0153 | 30.9229 | 84.4054 | 117.715 | 8.1808 | 1.4808 | 19.0153
U | d013v | 22.9185 | 79.1766 | 117.696 | 7.8227 | 1.4808 | 18.7433 | 30.9229 | 84.4054 | 117.715 | 8.1808 | 1.4808 | 19.0153 | 30.9229 | 84.4054 | 117.715 | 8.1808 | 1.4808 | 19.0153
U | d013x | 21.725 | 74.5213 | 117.694 | 7.8159 | 1.4808 | 18.6202 | 30.9229 | 84.4054 | 117.715 | 8.1808 | 1.4808 | 19.0153 | 30.9229 | 84.4054 | 117.715 | 8.1808 | 1.4808 | 19.0153
U | d013y | 20.593 | 70.6553 | 117.694 | 7.8123 | 1.4808 | 18.5376 | 30.9229 | 84.4054 | 117.715 | 8.1808 | 1.4808 | 19.0153 | 30.9229 | 84.4054 | 117.715 | 8.1808 | 1.4808 | 19.0153
U | d014a | 19.8582 | 67.2396 | 117.694 | 7.8095 | 1.4808 | 18.5223 | 30.9229 | 84.4054 | 117.715 | 8.1808 | 1.4808 | 19.0153 | 30.9229 | 84.4054 | 117.715 | 8.1808 | 1.4808 | 19.0153
U | d014b | 19.8171 | 67.0628 | 117.694 | 7.8087 | 1.4808 | 18.4951 | 30.9229 | 84.4054 | 117.715 | 8.1808 | 1.4808 | 19.0153 | 30.9229 | 84.4054 | 117.715 | 8.1808 | 1.4808 | 19.0153
U | d014c | 19.9941 | 71.0338 | 117.694 | 7.8095 | 1.4808 | 18.4702 | 30.9229 | 84.4054 | 117.715 | 8.1808 | 1.4808 | 19.0153 | 30.9229 | 84.4054 | 117.715 | 8.1808 | 1.4808 | 19.0153
U | d014d | 20.4543 | 75.5023 | 117.694 | 7.8106 | 1.4808 | 18.4738 | 30.9229 | 84.4054 | 117.715 | 8.1808 | 1.4808 | 19.0153 | 30.9229 | 84.4054 | 117.715 | 8.1808 | 1.4808 | 19.0153
U | d014e | 20.9953 | 76.3948 | 117.694 | 7.8104 | 1.4808 | 18.5984 | 30.9229 | 84.4054 | 117.715 | 8.1808 | 1.4808 | 19.0153 | 30.9229 | 84.4054 | 117.715 | 8.1808 | 1.4808 | 19.0153
U | d014f | 22.8913 | 78.2958 | 117.694 | 7.8164 | 1.4808 | 18.744 | 30.9229 | 84.4054 | 117.715 | 8.1808 | 1.4808 | 19.0153 | 30.9229 | 84.4054 | 117.715 | 8.1808 | 1.4808 | 19.0153
U | d014g | 24.6554 | 80.112 | 117.694 | 7.8228 | 1.4808 | 18.8024 | 30.9229 | 84.4054 | 117.715 | 8.1808 | 1.4808 | 19.0153 | 30.9229 | 84.4054 | 117.715 | 8.1808 | 1.4808 | 19.0153
U | d014h | 25.5486 | 79.1668 | 117.694 | 7.8259 | 1.4808 | 18.8216 | 30.9229 | 84.4054 | 117.715 | 8.1808 | 1.4808 | 19.0153 | 30.9229 | 84.4054 | 117.715 | 8.1808 | 1.4808 | 19.0153
U | d014i | 27.0421 | 79.4945 | 117.694 | 7.8303 | 1.4808 | 18.8744 | 30.9229 | 84.4054 | 117.715 | 8.1808 | 1.4808 | 19.0153 | 30.9229 | 84.4054 | 117.715 | 8.1808 | 1.4808 | 19.0153
U | d014j | 28.375 | 80.2258 | 117.695 | 7.8342 | 1.4808 | 19.0153 | 30.9229 | 84.4054 | 117.715 | 8.1808 | 1.4808 | 19.0153 | 30.9229 | 84.4054 | 117.715 | 8.1808 | 1.4808 | 19.0153
U | d014k | 29.4421 | 81.2666 | 117.695 | 7.8366 | 1.4808 | 19.0153 | 30.9229 | 84.4054 | 117.715 | 8.1808 | 1.4808 | 19.0153 | 30.9229 | 84.4054 | 117.715 | 8.1808 | 1.4808 | 19.0153
U | d014l | 29.4963 | 80.8215 | 117.695 | 7.8364 | 1.4808 | 19.0153 | 30.9229 | 84.4054 | 117.715 | 8.1808 | 1.4808 | 19.0153 | 30.9229 | 84.4054 | 117.715 | 8.1808 | 1.4808 | 19.0153
U | d014m | 30.2183 | 80.9396 | 117.695 | 7.8377 | 1.4808 | 19.0153 | 30.9229 | 84.4054 | 117.715 | 8.1808 | 1.4808 | 19.0153 | 30.9229 | 84.4054 | 117.715 | 8.1808 | 1.4808 | 19.0153
U | d014n | 30.7434 | 82.0454 | 117.695 | 7.8396 | 1.4808 | 19.0153 | 30.9229 | 84.4054 | 117.715 | 8.1808 | 1.4808 | 19.0153 | 30.9229 | 84.4054 | 117.715 | 8.1808 | 1.4808 | 19.0153
U | d014o | 29.2433 | 80.5911 | 117.694 | 7.8337 | 1.4808 | 19.0153 | 30.9229 | 84.4054 | 117.715 | 8.1808 | 1.4808 | 19.0153 | 30.9229 | 84.4054 | 117.715 | 8.1808 | 1.4808 | 19.0153
U | d014p | 30.5899 | 82.1366 | 117.695 | 7.8367 | 1.4808 | 19.0153 | 30.9229 | 84.4054 | 117.715 | 8.1808 | 1.4808 | 19.0153 | 30.9229 | 84.4054 | 117.715 | 8.1808 | 1.4808 | 19.0153
U | d014q | 30.5544 | 81.8428 | 117.696 | 7.8356 | 1.4808 | 19.0153 | 30.9229 | 84.4054 | 117.715 | 8.1808 | 1.4808 | 19.0153 | 30.9229 | 84.4054 | 117.715 | 8.1808 | 1.4808 | 19.0153
U | d014r | 29.8961 | 80.4214 | 117.695 | 7.8342 | 1.4808 | 19.0153 | 30.9229 | 84.4054 | 117.715 | 8.1808 | 1.4808 | 19.0153 | 30.9229 | 84.4054 | 117.715 | 8.1808 | 1.4808 | 19.0153
U | d014s | 29.8373 | 79.5707 | 117.694 | 7.8359 | 1.4808 | 18.9972 | 30.9229 | 84.4054 | 117.715 | 8.1808 | 1.4808 | 19.0153 | 30.9229 | 84.4054 | 117.715 | 8.1808 | 1.4808 | 19.0153
U | d014t | 28.7419 | 72.7547 | 117.694 | 7.8331 | 1.4808 | 18.8178 | 30.9229 | 84.4054 | 117.715 | 8.1808 | 1.4808 | 19.0153 | 30.9229 | 84.4054 | 117.715 | 8.1808 | 1.4808 | 19.0153
U | d014u | 27.9917 | 69.1604 | 117.694 | 7.8292 | 1.4808 | 18.7707 | 30.9229 | 84.4054 | 117.715 | 8.1808 | 1.4808 | 19.0153 | 30.9229 | 84.4054 | 117.715 | 8.1808 | 1.4808 | 19.0153
U | d014v | 27.0224 | 65.6649 | 117.694 | 7.8258 | 1.4808 | 18.5502 | 30.9229 | 84.4054 | 117.715 | 8.1808 | 1.4808 | 19.0153 | 30.9229 | 84.4054 | 117.715 | 8.1808 | 1.4808 | 19.0153
U | d014x | 25.2163 | 58.7618 | 117.694 | 7.8177 | 1.4808 | 18.444 | 30.9229 | 84.4054 | 117.715 | 8.1808 | 1.4808 | 19.0153 | 30.9229 | 84.4054 | 117.715 | 8.1808 | 1.4808 | 19.0153
U | d014y | 24.3949 | 58.1077 | 117.694 | 7.8154 | 1.4808 | 18.4157 | 30.9229 | 84.4054 | 117.715 | 8.1808 | 1.4808 | 19.0153 | 30.9229 | 84.4054 | 117.715 | 8.1808 | 1.4808 | 19.0153
U | d015a | 24.131 | 56.8656 | 117.694 | 7.8136 | 1.4808 | 18.4427 | 30.9229 | 84.4054 | 117.715 | 8.1808 | 1.4808 | 19.0153 | 30.9229 | 84.4054 | 117.715 | 8.1808 | 1.4808 | 19.0153
U | d015b | 24.1171 | 56.5604 | 117.694 | 7.8121 | 1.4808 | 18.4231 | 30.9229 | 84.4054 | 117.715 | 8.1808 | 1.4808 | 19.0153 | 30.9229 | 84.4054 | 117.715 | 8.1808 | 1.4808 | 19.0153
U | d015c | 24.5913 | 61.3347 | 117.694 | 7.8125 | 1.4808 | 18.4198 | 30.9229 | 84.4054 | 117.715 | 8.1808 | 1.4808 | 19.0153 | 30.9229 | 84.4054 | 117.715 | 8.1808 | 1.4808 | 19.0153
U | d015d | 24.9601 | 65.3781 | 117.694 | 7.8127 | 1.4808 | 18.432 | 30.9229 | 84.4054 | 117.715 | 8.1808 | 1.4808 | 19.0153 | 30.9229 | 84.4054 | 117.715 | 8.1808 | 1.4808 | 19.0153
U | d015e | 25.1616 | 65.2957 | 117.694 | 7.8129 | 1.4808 | 18.4699 | 30.9229 | 84.4054 | 117.715 | 8.1808 | 1.4808 | 19.0153 | 30.9229 | 84.4054 | 117.715 | 8.1808 | 1.4808 | 19.0153
U | d015f | 25.6453 | 66.475 | 117.694 | 7.8144 | 1.4808 | 18.5714 | 30.9229 | 84.4054 | 117.715 | 8.1808 | 1.4808 | 19.0153 | 30.9229 | 84.4054 | 117.715 | 8.1808 | 1.4808 | 19.0153
U | d015g | 26.794 | 65.2522 | 117.694 | 7.8179 | 1.4808 | 18.734 | 30.9229 | 84.4054 | 117.715 | 8.1808 | 1.4808 | 19.0153 | 30.9229 | 84.4054 | 117.715 | 8.1808 | 1.4808 | 19.0153
U | d015h | 27.9202 | 65.578 | 117.694 | 7.8216 | 1.4808 | 18.8094 | 30.9229 | 84.4054 | 117.715 | 8.1808 | 1.4808 | 19.0153 | 30.9229 | 84.4054 | 117.715 | 8.1808 | 1.4808 | 19.0153
U | d015i | 29.4111 | 70.2577 | 117.694 | 7.8266 | 1.4808 | 18.8416 | 30.9229 | 84.4054 | 117.715 | 8.1808 | 1.4808 | 19.0153 | 30.9229 | 84.4054 | 117.715 | 8.1808 | 1.4808 | 19.0153
U | d015j | 29.7453 | 70.7627 | 117.694 | 7.8281 | 1.4808 | 18.8819 | 30.9229 | 84.4054 | 117.715 | 8.1808 | 1.4808 | 19.0153 | 30.9229 | 84.4054 | 117.715 | 8.1808 | 1.4808 | 19.0153
U | d015k | 30.45 | 75.2125 | 117.694 | 7.8301 | 1.4808 | 19.0153 | 30.9229 | 84.4054 | 117.715 | 8.1808 | 1.4808 | 19.0153 | 30.9229 | 84.4054 | 117.715 | 8.1808 | 1.4808 | 19.0153
U | d015l | 30.9229 | 78.5703 | 117.694 | 7.832 | 1.4808 | 19.0153 | 30.9229 | 84.4054 | 117.715 | 8.1808 | 1.4808 | 19.0153 | 30.9229 | 84.4054 | 117.715 | 8.1808 | 1.4808 | 19.0153
U | d015m | 30.9229 | 81.5616 | 117.694 | 7.8341 | 1.4808 | 19.0153 | 30.9229 | 84.4054 | 117.715 | 8.1808 | 1.4808 | 19.0153 | 30.9229 | 84.4054 | 117.715 | 8.1808 | 1.4808 | 19.0153
U | d015n | 30.9229 | 82.362 | 117.695 | 7.8377 | 1.4808 | 19.0153 | 30.9229 | 84.4054 | 117.715 | 8.1808 | 1.4808 | 19.0153 | 30.9229 | 84.4054 | 117.715 | 8.1808 | 1.4808 | 19.0153
U | d015o | 30.9229 | 82.9174 | 117.696 | 7.8376 | 1.4808 | 19.0153 | 30.9229 | 84.4054 | 117.715 | 8.1808 | 1.4808 | 19.0153 | 30.9229 | 84.4054 | 117.715 | 8.1808 | 1.4808 | 19.0153
U | d015p | 30.9229 | 82.9031 | 117.695 | 7.8323 | 1.4808 | 19.0153 | 30.9229 | 84.4054 | 117.715 | 8.1808 | 1.4808 | 19.0153 | 30.9229 | 84.4054 | 117.715 | 8.1808 | 1.4808 | 19.0153
U | d015q | 30.9229 | 83.34 | 117.695 | 7.8335 | 1.4808 | 19.0153 | 30.9229 | 84.4054 | 117.715 | 8.1808 | 1.4808 | 19.0153 | 30.9229 | 84.4054 | 117.715 | 8.1808 | 1.4808 | 19.0153
U | d015r | 30.9229 | 83.6795 | 117.695 | 7.8403 | 1.4808 | 19.0153 | 30.9229 | 84.4054 | 117.715 | 8.1808 | 1.4808 | 19.0153 | 30.9229 | 84.4054 | 117.715 | 8.1808 | 1.4808 | 19.0153
U | d015s | 30.9229 | 83.1383 | 117.694 | 7.8351 | 1.4808 | 19.0153 | 30.9229 | 84.4054 | 117.715 | 8.1808 | 1.4808 | 19.0153 | 30.9229 | 84.4054 | 117.715 | 8.1808 | 1.4808 | 19.0153
U | d015t | 30.9229 | 82.0956 | 117.694 | 7.8326 | 1.4808 | 19.0153 | 30.9229 | 84.4054 | 117.715 | 8.1808 | 1.4808 | 19.0153 | 30.9229 | 84.4054 | 117.715 | 8.1808 | 1.4808 | 19.0153
U | d015u | 30.7688 | 80.9784 | 117.694 | 7.8308 | 1.4808 | 19.0153 | 30.9229 | 84.4054 | 117.715 | 8.1808 | 1.4808 | 19.0153 | 30.9229 | 84.4054 | 117.715 | 8.1808 | 1.4808 | 19.0153
U | d015v | 29.955 | 79.2922 | 117.694 | 7.8279 | 1.4808 | 19.0153 | 30.9229 | 84.4054 | 117.715 | 8.1808 | 1.4808 | 19.0153 | 30.9229 | 84.4054 | 117.715 | 8.1808 | 1.4808 | 19.0153
U | d015x | 28.3757 | 74.9576 | 117.694 | 7.8185 | 1.4808 | 18.7983 | 30.9229 | 84.4054 | 117.715 | 8.1808 | 1.4808 | 19.0153 | 30.9229 | 84.4054 | 117.715 | 8.1808 | 1.4808 | 19.0153
U | d015y | 27.9399 | 74.932 | 117.694 | 7.8167 | 1.4808 | 18.7862 | 30.9229 | 84.4054 | 117.715 | 8.1808 | 1.4808 | 19.0153 | 30.9229 | 84.4054 | 117.715 | 8.1808 | 1.4808 | 19.0153
U | d016a | 26.951 | 72.5378 | 117.694 | 7.8136 | 1.4808 | 18.7721 | 30.9229 | 84.4054 | 117.715 | 8.1808 | 1.4808 | 19.0153 | 30.9229 | 84.4054 | 117.715 | 8.1808 | 1.4808 | 19.0153
U | d016b | 26.766 | 73.3035 | 117.694 | 7.812 | 1.4808 | 18.7641 | 30.9229 | 84.4054 | 117.715 | 8.1808 | 1.4808 | 19.0153 | 30.9229 | 84.4054 | 117.715 | 8.1808 | 1.4808 | 19.0153
U | d016c | 27.1949 | 78.4744 | 117.694 | 7.8123 | 1.4808 | 18.7625 | 30.9229 | 84.4054 | 117.715 | 8.1808 | 1.4808 | 19.0153 | 30.9229 | 84.4054 | 117.715 | 8.1808 | 1.4808 | 19.0153
U | d016d | 27.6081 | 81.5385 | 117.694 | 7.8125 | 1.4808 | 18.7654 | 30.9229 | 84.4054 | 117.715 | 8.1808 | 1.4808 | 19.0153 | 30.9229 | 84.4054 | 117.715 | 8.1808 | 1.4808 | 19.0153
U | d016e | 27.9993 | 81.9759 | 117.694 | 7.8127 | 1.4808 | 18.7871 | 30.9229 | 84.4054 | 117.715 | 8.1808 | 1.4808 | 19.0153 | 30.9229 | 84.4054 | 117.715 | 8.1808 | 1.4808 | 19.0153
U | d016f | 28.8857 | 82.9881 | 117.694 | 7.8157 | 1.4808 | 18.852 | 30.9229 | 84.4054 | 117.715 | 8.1808 | 1.4808 | 19.0153 | 30.9229 | 84.4054 | 117.715 | 8.1808 | 1.4808 | 19.0153
U | d016g | 30.9229 | 83.964 | 117.695 | 7.8249 | 1.4808 | 19.0153 | 30.9229 | 84.4054 | 117.715 | 8.1808 | 1.4808 | 19.0153 | 30.9229 | 84.4054 | 117.715 | 8.1808 | 1.4808 | 19.0153
U | d016h | 30.9229 | 84.2163 | 117.715 | 7.8451 | 1.4808 | 19.0153 | 30.9229 | 84.4054 | 117.715 | 8.1808 | 1.4808 | 19.0153 | 30.9229 | 84.4054 | 117.715 | 8.1808 | 1.4808 | 19.0153
U | d016i | 30.9229 | 84.1842 | 117.715 | 7.8592 | 1.4808 | 19.0153 | 30.9229 | 84.4054 | 117.715 | 8.1808 | 1.4808 | 19.0153 | 30.9229 | 84.4054 | 117.715 | 8.1808 | 1.4808 | 19.0153
U | d016j | 30.9229 | 84.1319 | 117.715 | 7.8625 | 1.4808 | 19.0153 | 30.9229 | 84.4054 | 117.715 | 8.1808 | 1.4808 | 19.0153 | 30.9229 | 84.4054 | 117.715 | 8.1808 | 1.4808 | 19.0153
U | d016k | 30.9229 | 84.0985 | 117.715 | 7.8641 | 1.4808 | 19.0153 | 30.9229 | 84.4054 | 117.715 | 8.1808 | 1.4808 | 19.0153 | 30.9229 | 84.4054 | 117.715 | 8.1808 | 1.4808 | 19.0153
U | d016l | 30.9229 | 84.105 | 117.715 | 7.8619 | 1.4808 | 19.0153 | 30.9229 | 84.4054 | 117.715 | 8.1808 | 1.4808 | 19.0153 | 30.9229 | 84.4054 | 117.715 | 8.1808 | 1.4808 | 19.0153
U | d016m | 30.9229 | 84.11 | 117.715 | 7.8598 | 1.4808 | 19.0153 | 30.9229 | 84.4054 | 117.715 | 8.1808 | 1.4808 | 19.0153 | 30.9229 | 84.4054 | 117.715 | 8.1808 | 1.4808 | 19.0153
U | d016n | 30.9229 | 84.1234 | 117.715 | 7.8559 | 1.4808 | 19.0153 | 30.9229 | 84.4054 | 117.715 | 8.1808 | 1.4808 | 19.0153 | 30.9229 | 84.4054 | 117.715 | 8.1808 | 1.4808 | 19.0153
U | d016o | 30.9229 | 84.0978 | 117.715 | 7.8523 | 1.4808 | 19.0153 | 30.9229 | 84.4054 | 117.715 | 8.1808 | 1.4808 | 19.0153 | 30.9229 | 84.4054 | 117.715 | 8.1808 | 1.4808 | 19.0153
U | d016p | 30.9229 | 84.4054 | 117.715 | 7.9522 | 1.4808 | 19.0153 | 30.9229 | 84.4054 | 117.715 | 8.1808 | 1.4808 | 19.0153 | 30.9229 | 84.4054 | 117.715 | 8.1808 | 1.4808 | 19.0153
U | d016q | 30.9229 | 84.4054 | 117.715 | 7.9919 | 1.4808 | 19.0153 | 30.9229 | 84.4054 | 117.715 | 8.1808 | 1.4808 | 19.0153 | 30.9229 | 84.4054 | 117.715 | 8.1808 | 1.4808 | 19.0153
U | d016r | 30.9229 | 84.1009 | 117.715 | 7.8488 | 1.4808 | 19.0153 | 30.9229 | 84.4054 | 117.715 | 8.1808 | 1.4808 | 19.0153 | 30.9229 | 84.4054 | 117.715 | 8.1808 | 1.4808 | 19.0153
U | d016s | 30.9229 | 84.0317 | 117.715 | 7.8472 | 1.4808 | 19.0153 | 30.9229 | 84.4054 | 117.715 | 8.1808 | 1.4808 | 19.0153 | 30.9229 | 84.4054 | 117.715 | 8.1808 | 1.4808 | 19.0153
U | d016t | 30.9229 | 82.0833 | 117.695 | 7.8363 | 1.4808 | 19.0153 | 30.9229 | 84.4054 | 117.715 | 8.1808 | 1.4808 | 19.0153 | 30.9229 | 84.4054 | 117.715 | 8.1808 | 1.4808 | 19.0153
U | d016u | 30.9229 | 78.1777 | 117.694 | 7.829 | 1.4808 | 19.0153 | 30.9229 | 84.4054 | 117.715 | 8.1808 | 1.4808 | 19.0153 | 30.9229 | 84.4054 | 117.715 | 8.1808 | 1.4808 | 19.0153
U | d016v | 30.3297 | 73.096 | 117.694 | 7.8252 | 1.4808 | 18.9754 | 30.9229 | 84.4054 | 117.715 | 8.1808 | 1.4808 | 19.0153 | 30.9229 | 84.4054 | 117.715 | 8.1808 | 1.4808 | 19.0153
U | d016x | 29.4087 | 70.1962 | 117.694 | 7.8181 | 1.4808 | 18.8388 | 30.9229 | 84.4054 | 117.715 | 8.1808 | 1.4808 | 19.0153 | 30.9229 | 84.4054 | 117.715 | 8.1808 | 1.4808 | 19.0153
U | d016y | 28.0516 | 68.358 | 117.694 | 7.8147 | 1.4808 | 18.8016 | 30.9229 | 84.4054 | 117.715 | 8.1808 | 1.4808 | 19.0153 | 30.9229 | 84.4054 | 117.715 | 8.1808 | 1.4808 | 19.0153
U | d017a | 27.1469 | 66.9604 | 117.694 | 7.8119 | 1.4808 | 18.798 | 30.9229 | 84.4054 | 117.715 | 8.1808 | 1.4808 | 19.0153 | 30.9229 | 84.4054 | 117.715 | 8.1808 | 1.4808 | 19.0153
U | d017b | 26.9891 | 68.1907 | 117.694 | 7.8107 | 1.4808 | 18.7982 | 30.9229 | 84.4054 | 117.715 | 8.1808 | 1.4808 | 19.0153 | 30.9229 | 84.4054 | 117.715 | 8.1808 | 1.4808 | 19.0153
U | d017c | 27.144 | 72.7978 | 117.694 | 7.8114 | 1.4808 | 18.8 | 30.9229 | 84.4054 | 117.715 | 8.1808 | 1.4808 | 19.0153 | 30.9229 | 84.4054 | 117.715 | 8.1808 | 1.4808 | 19.0153
U | d017d | 27.1785 | 76.98 | 117.694 | 7.813 | 1.4808 | 18.8049 | 30.9229 | 84.4054 | 117.715 | 8.1808 | 1.4808 | 19.0153 | 30.9229 | 84.4054 | 117.715 | 8.1808 | 1.4808 | 19.0153
U | d017e | 27.2056 | 77.5944 | 117.694 | 7.8124 | 1.4808 | 18.8544 | 30.9229 | 84.4054 | 117.715 | 8.1808 | 1.4808 | 19.0153 | 30.9229 | 84.4054 | 117.715 | 8.1808 | 1.4808 | 19.0153
U | d017f | 29.7549 | 79.4235 | 117.694 | 7.8198 | 1.4808 | 19.0153 | 30.9229 | 84.4054 | 117.715 | 8.1808 | 1.4808 | 19.0153 | 30.9229 | 84.4054 | 117.715 | 8.1808 | 1.4808 | 19.0153
U | d017g | 30.9229 | 82.7226 | 117.715 | 7.8379 | 1.4808 | 19.0153 | 30.9229 | 84.4054 | 117.715 | 8.1808 | 1.4808 | 19.0153 | 30.9229 | 84.4054 | 117.715 | 8.1808 | 1.4808 | 19.0153
U | d017h | 30.9229 | 84.1268 | 117.715 | 7.8662 | 1.4808 | 19.0153 | 30.9229 | 84.4054 | 117.715 | 8.1808 | 1.4808 | 19.0153 | 30.9229 | 84.4054 | 117.715 | 8.1808 | 1.4808 | 19.0153
U | d017i | 30.9229 | 83.6194 | 117.715 | 7.8651 | 1.4808 | 19.0153 | 30.9229 | 84.4054 | 117.715 | 8.1808 | 1.4808 | 19.0153 | 30.9229 | 84.4054 | 117.715 | 8.1808 | 1.4808 | 19.0153
U | d017j | 30.9229 | 83.2764 | 117.715 | 7.8701 | 1.4808 | 19.0153 | 30.9229 | 84.4054 | 117.715 | 8.1808 | 1.4808 | 19.0153 | 30.9229 | 84.4054 | 117.715 | 8.1808 | 1.4808 | 19.0153
U | d017k | 30.9229 | 82.6862 | 117.715 | 7.8608 | 1.4808 | 19.0153 | 30.9229 | 84.4054 | 117.715 | 8.1808 | 1.4808 | 19.0153 | 30.9229 | 84.4054 | 117.715 | 8.1808 | 1.4808 | 19.0153
U | d017l | 30.9229 | 82.9092 | 117.715 | 7.8605 | 1.4808 | 19.0153 | 30.9229 | 84.4054 | 117.715 | 8.1808 | 1.4808 | 19.0153 | 30.9229 | 84.4054 | 117.715 | 8.1808 | 1.4808 | 19.0153
U | d017m | 30.9229 | 83.4463 | 117.715 | 7.8692 | 1.4808 | 19.0153 | 30.9229 | 84.4054 | 117.715 | 8.1808 | 1.4808 | 19.0153 | 30.9229 | 84.4054 | 117.715 | 8.1808 | 1.4808 | 19.0153
U | d017n | 30.9229 | 82.5945 | 117.715 | 7.8517 | 1.4808 | 19.0153 | 30.9229 | 84.4054 | 117.715 | 8.1808 | 1.4808 | 19.0153 | 30.9229 | 84.4054 | 117.715 | 8.1808 | 1.4808 | 19.0153
U | d017o | 30.9229 | 82.4533 | 117.715 | 7.8495 | 1.4808 | 19.0153 | 30.9229 | 84.4054 | 117.715 | 8.1808 | 1.4808 | 19.0153 | 30.9229 | 84.4054 | 117.715 | 8.1808 | 1.4808 | 19.0153
U | d017p | 30.9229 | 82.8158 | 117.715 | 7.8538 | 1.4808 | 19.0153 | 30.9229 | 84.4054 | 117.715 | 8.1808 | 1.4808 | 19.0153 | 30.9229 | 84.4054 | 117.715 | 8.1808 | 1.4808 | 19.0153
U | d017q | 30.9229 | 84.0978 | 117.715 | 7.8652 | 1.4808 | 19.0153 | 30.9229 | 84.4054 | 117.715 | 8.1808 | 1.4808 | 19.0153 | 30.9229 | 84.4054 | 117.715 | 8.1808 | 1.4808 | 19.0153
U | d017r | 30.9229 | 84.2147 | 117.715 | 7.8696 | 1.4808 | 19.0153 | 30.9229 | 84.4054 | 117.715 | 8.1808 | 1.4808 | 19.0153 | 30.9229 | 84.4054 | 117.715 | 8.1808 | 1.4808 | 19.0153
U | d017s | 30.9229 | 82.7937 | 117.715 | 7.8532 | 1.4808 | 19.0153 | 30.9229 | 84.4054 | 117.715 | 8.1808 | 1.4808 | 19.0153 | 30.9229 | 84.4054 | 117.715 | 8.1808 | 1.4808 | 19.0153
U | d017t | 30.9229 | 81.1282 | 117.715 | 7.8452 | 1.4808 | 19.0153 | 30.9229 | 84.4054 | 117.715 | 8.1808 | 1.4808 | 19.0153 | 30.9229 | 84.4054 | 117.715 | 8.1808 | 1.4808 | 19.0153
U | d017u | 29.8226 | 72.6666 | 117.695 | 7.8309 | 1.4808 | 19.0153 | 30.9229 | 84.4054 | 117.715 | 8.1808 | 1.4808 | 19.0153 | 30.9229 | 84.4054 | 117.715 | 8.1808 | 1.4808 | 19.0153
U | d017v | 25.9019 | 68.5957 | 117.694 | 7.826 | 1.4808 | 19.0153 | 30.9229 | 84.4054 | 117.715 | 8.1808 | 1.4808 | 19.0153 | 30.9229 | 84.4054 | 117.715 | 8.1808 | 1.4808 | 19.0153
U | d017x | 23.5341 | 62.7922 | 117.694 | 7.8183 | 1.4808 | 18.8316 | 30.9229 | 84.4054 | 117.715 | 8.1808 | 1.4808 | 19.0153 | 30.9229 | 84.4054 | 117.715 | 8.1808 | 1.4808 | 19.0153
U | d017y | 21.5788 | 60.5703 | 117.694 | 7.8144 | 1.4808 | 18.7913 | 30.9229 | 84.4054 | 117.715 | 8.1808 | 1.4808 | 19.0153 | 30.9229 | 84.4054 | 117.715 | 8.1808 | 1.4808 | 19.0153
U | d018a | 20.5886 | 59.7716 | 117.694 | 7.812 | 1.4808 | 18.7855 | 30.9229 | 84.4054 | 117.715 | 8.1808 | 1.4808 | 19.0153 | 30.9229 | 84.4054 | 117.715 | 8.1808 | 1.4808 | 19.0153
U | d018b | 20.1902 | 60.167 | 117.694 | 7.8115 | 1.4808 | 18.7825 | 30.9229 | 84.4054 | 117.715 | 8.1808 | 1.4808 | 19.0153 | 30.9229 | 84.4054 | 117.715 | 8.1808 | 1.4808 | 19.0153
U | d018c | 19.8776 | 64.3983 | 117.694 | 7.8112 | 1.4808 | 18.7724 | 30.9229 | 84.4054 | 117.715 | 8.1808 | 1.4808 | 19.0153 | 30.9229 | 84.4054 | 117.715 | 8.1808 | 1.4808 | 19.0153
U | d018d | 19.8126 | 70.5992 | 117.694 | 7.8129 | 1.4808 | 18.7721 | 30.9229 | 84.4054 | 117.715 | 8.1808 | 1.4808 | 19.0153 | 30.9229 | 84.4054 | 117.715 | 8.1808 | 1.4808 | 19.0153
U | d018e | 19.9927 | 72.3645 | 117.694 | 7.813 | 1.4808 | 18.8051 | 30.9229 | 84.4054 | 117.715 | 8.1808 | 1.4808 | 19.0153 | 30.9229 | 84.4054 | 117.715 | 8.1808 | 1.4808 | 19.0153
U | d018f | 22.5887 | 75.6285 | 117.694 | 7.8198 | 1.4808 | 18.8645 | 30.9229 | 84.4054 | 117.715 | 8.1808 | 1.4808 | 19.0153 | 30.9229 | 84.4054 | 117.715 | 8.1808 | 1.4808 | 19.0153
U | d018g | 28.5059 | 82.5807 | 117.715 | 7.8319 | 1.4808 | 19.0153 | 30.9229 | 84.4054 | 117.715 | 8.1808 | 1.4808 | 19.0153 | 30.9229 | 84.4054 | 117.715 | 8.1808 | 1.4808 | 19.0153
U | d018h | 30.771 | 84.0126 | 117.715 | 7.8479 | 1.4808 | 19.0153 | 30.9229 | 84.4054 | 117.715 | 8.1808 | 1.4808 | 19.0153 | 30.9229 | 84.4054 | 117.715 | 8.1808 | 1.4808 | 19.0153
U | d018i | 30.7473 | 83.7352 | 117.715 | 7.8525 | 1.4808 | 19.0153 | 30.9229 | 84.4054 | 117.715 | 8.1808 | 1.4808 | 19.0153 | 30.9229 | 84.4054 | 117.715 | 8.1808 | 1.4808 | 19.0153
U | d018j | 30.5569 | 83.4916 | 117.715 | 7.8507 | 1.4808 | 19.0153 | 30.9229 | 84.4054 | 117.715 | 8.1808 | 1.4808 | 19.0153 | 30.9229 | 84.4054 | 117.715 | 8.1808 | 1.4808 | 19.0153
U | d018k | 30.5749 | 83.3534 | 117.715 | 7.8524 | 1.4808 | 19.0153 | 30.9229 | 84.4054 | 117.715 | 8.1808 | 1.4808 | 19.0153 | 30.9229 | 84.4054 | 117.715 | 8.1808 | 1.4808 | 19.0153
U | d018l | 30.7052 | 83.4314 | 117.715 | 7.8517 | 1.4808 | 19.0153 | 30.9229 | 84.4054 | 117.715 | 8.1808 | 1.4808 | 19.0153 | 30.9229 | 84.4054 | 117.715 | 8.1808 | 1.4808 | 19.0153
U | d018m | 30.9229 | 83.6232 | 117.715 | 7.8552 | 1.4808 | 19.0153 | 30.9229 | 84.4054 | 117.715 | 8.1808 | 1.4808 | 19.0153 | 30.9229 | 84.4054 | 117.715 | 8.1808 | 1.4808 | 19.0153
U | d018n | 30.9229 | 83.5798 | 117.715 | 7.8555 | 1.4808 | 19.0153 | 30.9229 | 84.4054 | 117.715 | 8.1808 | 1.4808 | 19.0153 | 30.9229 | 84.4054 | 117.715 | 8.1808 | 1.4808 | 19.0153
U | d018o | 30.9229 | 83.4759 | 117.715 | 7.8495 | 1.4808 | 19.0153 | 30.9229 | 84.4054 | 117.715 | 8.1808 | 1.4808 | 19.0153 | 30.9229 | 84.4054 | 117.715 | 8.1808 | 1.4808 | 19.0153
U | d018p | 30.9229 | 83.6786 | 117.715 | 7.8503 | 1.4808 | 19.0153 | 30.9229 | 84.4054 | 117.715 | 8.1808 | 1.4808 | 19.0153 | 30.9229 | 84.4054 | 117.715 | 8.1808 | 1.4808 | 19.0153
U | d018q | 30.9229 | 84.4054 | 117.715 | 7.8562 | 1.4808 | 19.0153 | 30.9229 | 84.4054 | 117.715 | 8.1808 | 1.4808 | 19.0153 | 30.9229 | 84.4054 | 117.715 | 8.1808 | 1.4808 | 19.0153
U | d018r | 30.9229 | 84.4054 | 117.715 | 7.8915 | 1.4808 | 19.0153 | 30.9229 | 84.4054 | 117.715 | 8.1808 | 1.4808 | 19.0153 | 30.9229 | 84.4054 | 117.715 | 8.1808 | 1.4808 | 19.0153
U | d018s | 30.9229 | 83.4586 | 117.715 | 7.8421 | 1.4808 | 19.0153 | 30.9229 | 84.4054 | 117.715 | 8.1808 | 1.4808 | 19.0153 | 30.9229 | 84.4054 | 117.715 | 8.1808 | 1.4808 | 19.0153
U | d018t | 30.3836 | 81.4171 | 117.715 | 7.8355 | 1.4808 | 19.0153 | 30.9229 | 84.4054 | 117.715 | 8.1808 | 1.4808 | 19.0153 | 30.9229 | 84.4054 | 117.715 | 8.1808 | 1.4808 | 19.0153
U | d018u | 27.6601 | 74.2967 | 117.695 | 7.8296 | 1.4808 | 19.0153 | 30.9229 | 84.4054 | 117.715 | 8.1808 | 1.4808 | 19.0153 | 30.9229 | 84.4054 | 117.715 | 8.1808 | 1.4808 | 19.0153
U | d018v | 24.5156 | 69.275 | 117.695 | 7.8248 | 1.4808 | 18.8643 | 30.9229 | 84.4054 | 117.715 | 8.1808 | 1.4808 | 19.0153 | 30.9229 | 84.4054 | 117.715 | 8.1808 | 1.4808 | 19.0153
U | d018x | 23.3043 | 66.7372 | 117.694 | 7.8183 | 1.4808 | 18.8236 | 30.9229 | 84.4054 | 117.715 | 8.1808 | 1.4808 | 19.0153 | 30.9229 | 84.4054 | 117.715 | 8.1808 | 1.4808 | 19.0153
U | d018y | 21.6885 | 63.5027 | 117.694 | 7.8151 | 1.4808 | 18.8092 | 30.9229 | 84.4054 | 117.715 | 8.1808 | 1.4808 | 19.0153 | 30.9229 | 84.4054 | 117.715 | 8.1808 | 1.4808 | 19.0153
U | d019a | 20.8632 | 63.0109 | 117.694 | 7.8128 | 1.4808 | 18.8153 | 30.9229 | 84.4054 | 117.715 | 8.1808 | 1.4808 | 19.0153 | 30.9229 | 84.4054 | 117.715 | 8.1808 | 1.4808 | 19.0153
U | d019b | 20.6619 | 63.6602 | 117.694 | 7.8124 | 1.4808 | 18.8121 | 30.9229 | 84.4054 | 117.715 | 8.1808 | 1.4808 | 19.0153 | 30.9229 | 84.4054 | 117.715 | 8.1808 | 1.4808 | 19.0153
U | d019c | 20.9151 | 68.7461 | 117.694 | 7.813 | 1.4808 | 18.8062 | 30.9229 | 84.4054 | 117.715 | 8.1808 | 1.4808 | 19.0153 | 30.9229 | 84.4054 | 117.715 | 8.1808 | 1.4808 | 19.0153
U | d019d | 21.0615 | 73.9182 | 117.694 | 7.8141 | 1.4808 | 18.8068 | 30.9229 | 84.4054 | 117.715 | 8.1808 | 1.4808 | 19.0153 | 30.9229 | 84.4054 | 117.715 | 8.1808 | 1.4808 | 19.0153
U | d019e | 21.5662 | 75.8913 | 117.694 | 7.8136 | 1.4808 | 18.8416 | 30.9229 | 84.4054 | 117.715 | 8.1808 | 1.4808 | 19.0153 | 30.9229 | 84.4054 | 117.715 | 8.1808 | 1.4808 | 19.0153
U | d019f | 24.1882 | 79.861 | 117.695 | 7.8204 | 1.4808 | 19.0153 | 30.9229 | 84.4054 | 117.715 | 8.1808 | 1.4808 | 19.0153 | 30.9229 | 84.4054 | 117.715 | 8.1808 | 1.4808 | 19.0153
U | d019g | 30.1806 | 84.4054 | 117.715 | 7.8348 | 1.4808 | 19.0153 | 30.9229 | 84.4054 | 117.715 | 8.1808 | 1.4808 | 19.0153 | 30.9229 | 84.4054 | 117.715 | 8.1808 | 1.4808 | 19.0153
U | d019h | 30.9229 | 84.4054 | 117.715 | 7.952 | 1.4808 | 19.0153 | 30.9229 | 84.4054 | 117.715 | 8.1808 | 1.4808 | 19.0153 | 30.9229 | 84.4054 | 117.715 | 8.1808 | 1.4808 | 19.0153
U | d019i | 30.9229 | 84.4054 | 117.715 | 7.9521 | 1.4808 | 19.0153 | 30.9229 | 84.4054 | 117.715 | 8.1808 | 1.4808 | 19.0153 | 30.9229 | 84.4054 | 117.715 | 8.1808 | 1.4808 | 19.0153
U | d019j | 30.9229 | 84.4054 | 117.715 | 7.9412 | 1.4808 | 19.0153 | 30.9229 | 84.4054 | 117.715 | 8.1808 | 1.4808 | 19.0153 | 30.9229 | 84.4054 | 117.715 | 8.1808 | 1.4808 | 19.0153
U | d019k | 30.9229 | 84.4054 | 117.715 | 8.0791 | 1.4808 | 19.0153 | 30.9229 | 84.4054 | 117.715 | 8.1808 | 1.4808 | 19.0153 | 30.9229 | 84.4054 | 117.715 | 8.1808 | 1.4808 | 19.0153
U | d019l | 30.9229 | 84.4054 | 117.715 | 8.0477 | 1.4808 | 19.0153 | 30.9229 | 84.4054 | 117.715 | 8.1808 | 1.4808 | 19.0153 | 30.9229 | 84.4054 | 117.715 | 8.1808 | 1.4808 | 19.0153
U | d019m | 30.9229 | 84.4054 | 117.715 | 7.9463 | 1.4808 | 19.0153 | 30.9229 | 84.4054 | 117.715 | 8.1808 | 1.4808 | 19.0153 | 30.9229 | 84.4054 | 117.715 | 8.1808 | 1.4808 | 19.0153
U | d019n | 30.9229 | 84.4054 | 117.715 | 7.9675 | 1.4808 | 19.0153 | 30.9229 | 84.4054 | 117.715 | 8.1808 | 1.4808 | 19.0153 | 30.9229 | 84.4054 | 117.715 | 8.1808 | 1.4808 | 19.0153
U | d019o | 30.9229 | 84.4054 | 117.715 | 7.9133 | 1.4808 | 19.0153 | 30.9229 | 84.4054 | 117.715 | 8.1808 | 1.4808 | 19.0153 | 30.9229 | 84.4054 | 117.715 | 8.1808 | 1.4808 | 19.0153
U | d019p | 30.9229 | 84.4054 | 117.715 | 7.9625 | 1.4808 | 19.0153 | 30.9229 | 84.4054 | 117.715 | 8.1808 | 1.4808 | 19.0153 | 30.9229 | 84.4054 | 117.715 | 8.1808 | 1.4808 | 19.0153
U | d019q | 30.9229 | 84.4054 | 117.715 | 7.9471 | 1.4808 | 19.0153 | 30.9229 | 84.4054 | 117.715 | 8.1808 | 1.4808 | 19.0153 | 30.9229 | 84.4054 | 117.715 | 8.1808 | 1.4808 | 19.0153
U | d019r | 30.9229 | 84.4054 | 117.715 | 7.9462 | 1.4808 | 19.0153 | 30.9229 | 84.4054 | 117.715 | 8.1808 | 1.4808 | 19.0153 | 30.9229 | 84.4054 | 117.715 | 8.1808 | 1.4808 | 19.0153
U | d019s | 30.9229 | 84.4054 | 117.715 | 7.9219 | 1.4808 | 19.0153 | 30.9229 | 84.4054 | 117.715 | 8.1808 | 1.4808 | 19.0153 | 30.9229 | 84.4054 | 117.715 | 8.1808 | 1.4808 | 19.0153
U | d019t | 30.9229 | 84.4054 | 117.715 | 7.9273 | 1.4808 | 19.0153 | 30.9229 | 84.4054 | 117.715 | 8.1808 | 1.4808 | 19.0153 | 30.9229 | 84.4054 | 117.715 | 8.1808 | 1.4808 | 19.0153
U | d019u | 30.8661 | 83.125 | 117.695 | 7.8314 | 1.4808 | 19.0153 | 30.9229 | 84.4054 | 117.715 | 8.1808 | 1.4808 | 19.0153 | 30.9229 | 84.4054 | 117.715 | 8.1808 | 1.4808 | 19.0153
U | d019v | 29.1123 | 80.5024 | 117.695 | 7.8264 | 1.4808 | 19.0153 | 30.9229 | 84.4054 | 117.715 | 8.1808 | 1.4808 | 19.0153 | 30.9229 | 84.4054 | 117.715 | 8.1808 | 1.4808 | 19.0153
U | d019x | 26.6152 | 75.8743 | 117.694 | 7.8185 | 1.4808 | 18.8708 | 30.9229 | 84.4054 | 117.715 | 8.1808 | 1.4808 | 19.0153 | 30.9229 | 84.4054 | 117.715 | 8.1808 | 1.4808 | 19.0153
U | d019y | 25.1303 | 75.4462 | 117.694 | 7.816 | 1.4808 | 18.8432 | 30.9229 | 84.4054 | 117.715 | 8.1808 | 1.4808 | 19.0153 | 30.9229 | 84.4054 | 117.715 | 8.1808 | 1.4808 | 19.0153
U | d020a | 23.518 | 73.5292 | 117.694 | 7.8128 | 1.4808 | 18.828 | 30.9229 | 84.4054 | 117.715 | 8.1808 | 1.4808 | 19.0153 | 30.9229 | 84.4054 | 117.715 | 8.1808 | 1.4808 | 19.0153
U | d020b | 23.149 | 74.2788 | 117.694 | 7.8123 | 1.4808 | 18.8235 | 30.9229 | 84.4054 | 117.715 | 8.1808 | 1.4808 | 19.0153 | 30.9229 | 84.4054 | 117.715 | 8.1808 | 1.4808 | 19.0153
U | d020c | 23.5002 | 78.7695 | 117.694 | 7.8126 | 1.4808 | 18.8192 | 30.9229 | 84.4054 | 117.715 | 8.1808 | 1.4808 | 19.0153 | 30.9229 | 84.4054 | 117.715 | 8.1808 | 1.4808 | 19.0153
U | d020d | 23.8841 | 82.221 | 117.694 | 7.8144 | 1.4808 | 18.8211 | 30.9229 | 84.4054 | 117.715 | 8.1808 | 1.4808 | 19.0153 | 30.9229 | 84.4054 | 117.715 | 8.1808 | 1.4808 | 19.0153
U | d020e | 24.4192 | 83.0358 | 117.694 | 7.814 | 1.4808 | 18.8538 | 30.9229 | 84.4054 | 117.715 | 8.1808 | 1.4808 | 19.0153 | 30.9229 | 84.4054 | 117.715 | 8.1808 | 1.4808 | 19.0153
U | d020f | 26.9811 | 83.748 | 117.695 | 7.8207 | 1.4808 | 19.0153 | 30.9229 | 84.4054 | 117.715 | 8.1808 | 1.4808 | 19.0153 | 30.9229 | 84.4054 | 117.715 | 8.1808 | 1.4808 | 19.0153
U | d020g | 30.9229 | 84.4054 | 117.715 | 7.8599 | 1.4808 | 19.0153 | 30.9229 | 84.4054 | 117.715 | 8.1808 | 1.4808 | 19.0153 | 30.9229 | 84.4054 | 117.715 | 8.1808 | 1.4808 | 19.0153
U | d020h | 30.9229 | 84.4054 | 117.715 | 7.9879 | 1.4808 | 19.0153 | 30.9229 | 84.4054 | 117.715 | 8.1808 | 1.4808 | 19.0153 | 30.9229 | 84.4054 | 117.715 | 8.1808 | 1.4808 | 19.0153
U | d020i | 30.9229 | 84.4054 | 117.715 | 8.1198 | 1.4808 | 19.0153 | 30.9229 | 84.4054 | 117.715 | 8.1808 | 1.4808 | 19.0153 | 30.9229 | 84.4054 | 117.715 | 8.1808 | 1.4808 | 19.0153
U | d020j | 30.9229 | 84.4054 | 117.715 | 8.1808 | 1.4808 | 19.0153 | 30.9229 | 84.4054 | 117.715 | 8.1808 | 1.4808 | 19.0153 | 30.9229 | 84.4054 | 117.715 | 8.1808 | 1.4808 | 19.0153
U | d020k | 30.9229 | 84.4054 | 117.715 | 8.1687 | 1.4808 | 19.0153 | 30.9229 | 84.4054 | 117.715 | 8.1808 | 1.4808 | 19.0153 | 30.9229 | 84.4054 | 117.715 | 8.1808 | 1.4808 | 19.0153
U | d020l | 30.9229 | 84.4054 | 117.715 | 8.1655 | 1.4808 | 19.0153 | 30.9229 | 84.4054 | 117.715 | 8.1808 | 1.4808 | 19.0153 | 30.9229 | 84.4054 | 117.715 | 8.1808 | 1.4808 | 19.0153
U | d020m | 30.9229 | 84.4054 | 117.715 | 8.0926 | 1.4808 | 19.0153 | 30.9229 | 84.4054 | 117.715 | 8.1808 | 1.4808 | 19.0153 | 30.9229 | 84.4054 | 117.715 | 8.1808 | 1.4808 | 19.0153
U | d020n | 30.9229 | 84.4054 | 117.715 | 8.1652 | 1.4808 | 19.0153 | 30.9229 | 84.4054 | 117.715 | 8.1808 | 1.4808 | 19.0153 | 30.9229 | 84.4054 | 117.715 | 8.1808 | 1.4808 | 19.0153
U | d020o | 30.9229 | 84.4054 | 117.715 | 7.9699 | 1.4808 | 19.0153 | 30.9229 | 84.4054 | 117.715 | 8.1808 | 1.4808 | 19.0153 | 30.9229 | 84.4054 | 117.715 | 8.1808 | 1.4808 | 19.0153
U | d020p | 30.9229 | 84.4054 | 117.715 | 7.9882 | 1.4808 | 19.0153 | 30.9229 | 84.4054 | 117.715 | 8.1808 | 1.4808 | 19.0153 | 30.9229 | 84.4054 | 117.715 | 8.1808 | 1.4808 | 19.0153
U | d020q | 30.9229 | 84.4054 | 117.715 | 7.9521 | 1.4808 | 19.0153 | 30.9229 | 84.4054 | 117.715 | 8.1808 | 1.4808 | 19.0153 | 30.9229 | 84.4054 | 117.715 | 8.1808 | 1.4808 | 19.0153
U | d020r | 30.9229 | 84.4054 | 117.715 | 7.9654 | 1.4808 | 19.0153 | 30.9229 | 84.4054 | 117.715 | 8.1808 | 1.4808 | 19.0153 | 30.9229 | 84.4054 | 117.715 | 8.1808 | 1.4808 | 19.0153
U | d020s | 30.9229 | 84.4054 | 117.715 | 7.9025 | 1.4808 | 19.0153 | 30.9229 | 84.4054 | 117.715 | 8.1808 | 1.4808 | 19.0153 | 30.9229 | 84.4054 | 117.715 | 8.1808 | 1.4808 | 19.0153
U | d020t | 30.9229 | 84.4054 | 117.715 | 7.8863 | 1.4808 | 19.0153 | 30.9229 | 84.4054 | 117.715 | 8.1808 | 1.4808 | 19.0153 | 30.9229 | 84.4054 | 117.715 | 8.1808 | 1.4808 | 19.0153
U | d020u | 30.354 | 78.9408 | 117.694 | 7.8274 | 1.4808 | 19.0153 | 30.9229 | 84.4054 | 117.715 | 8.1808 | 1.4808 | 19.0153 | 30.9229 | 84.4054 | 117.715 | 8.1808 | 1.4808 | 19.0153
U | d020v | 29.5247 | 77.3038 | 117.694 | 7.8258 | 1.4808 | 18.9435 | 30.9229 | 84.4054 | 117.715 | 8.1808 | 1.4808 | 19.0153 | 30.9229 | 84.4054 | 117.715 | 8.1808 | 1.4808 | 19.0153
U | d020x | 27.5451 | 70.2166 | 117.694 | 7.8174 | 1.4808 | 18.8323 | 30.9229 | 84.4054 | 117.715 | 8.1808 | 1.4808 | 19.0153 | 30.9229 | 84.4054 | 117.715 | 8.1808 | 1.4808 | 19.0153
U | d020y | 26.5104 | 69.4793 | 117.694 | 7.8159 | 1.4808 | 18.8281 | 30.9229 | 84.4054 | 117.715 | 8.1808 | 1.4808 | 19.0153 | 30.9229 | 84.4054 | 117.715 | 8.1808 | 1.4808 | 19.0153
U | d021a | 24.7634 | 65.3191 | 117.694 | 7.8127 | 1.4808 | 18.8203 | 30.9229 | 84.4054 | 117.715 | 8.1808 | 1.4808 | 19.0153 | 30.9229 | 84.4054 | 117.715 | 8.1808 | 1.4808 | 19.0153
U | d021b | 24.4977 | 66.0569 | 117.694 | 7.8124 | 1.4808 | 18.8153 | 30.9229 | 84.4054 | 117.715 | 8.1808 | 1.4808 | 19.0153 | 30.9229 | 84.4054 | 117.715 | 8.1808 | 1.4808 | 19.0153
U | d021c | 24.7923 | 69.5647 | 117.694 | 7.8123 | 1.4808 | 18.8118 | 30.9229 | 84.4054 | 117.715 | 8.1808 | 1.4808 | 19.0153 | 30.9229 | 84.4054 | 117.715 | 8.1808 | 1.4808 | 19.0153
U | d021d | 25.1518 | 72.9656 | 117.694 | 7.8129 | 1.4808 | 18.8102 | 30.9229 | 84.4054 | 117.715 | 8.1808 | 1.4808 | 19.0153 | 30.9229 | 84.4054 | 117.715 | 8.1808 | 1.4808 | 19.0153
U | d021e | 25.7229 | 74.1895 | 117.694 | 7.8118 | 1.4808 | 18.836 | 30.9229 | 84.4054 | 117.715 | 8.1808 | 1.4808 | 19.0153 | 30.9229 | 84.4054 | 117.715 | 8.1808 | 1.4808 | 19.0153
U | d021f | 28.2232 | 75.645 | 117.694 | 7.8175 | 1.4808 | 18.8679 | 30.9229 | 84.4054 | 117.715 | 8.1808 | 1.4808 | 19.0153 | 30.9229 | 84.4054 | 117.715 | 8.1808 | 1.4808 | 19.0153
U | d021g | 29.8987 | 77.55 | 117.694 | 7.8242 | 1.4808 | 18.9417 | 30.9229 | 84.4054 | 117.715 | 8.1808 | 1.4808 | 19.0153 | 30.9229 | 84.4054 | 117.715 | 8.1808 | 1.4808 | 19.0153
U | d021h | 30.5716 | 76.5957 | 117.694 | 7.827 | 1.4808 | 19.0153 | 30.9229 | 84.4054 | 117.715 | 8.1808 | 1.4808 | 19.0153 | 30.9229 | 84.4054 | 117.715 | 8.1808 | 1.4808 | 19.0153
U | d021i | 30.9229 | 77.6043 | 117.695 | 7.8286 | 1.4808 | 19.0153 | 30.9229 | 84.4054 | 117.715 | 8.1808 | 1.4808 | 19.0153 | 30.9229 | 84.4054 | 117.715 | 8.1808 | 1.4808 | 19.0153
U | d021j | 30.9229 | 79.2416 | 117.695 | 7.8323 | 1.4808 | 19.0153 | 30.9229 | 84.4054 | 117.715 | 8.1808 | 1.4808 | 19.0153 | 30.9229 | 84.4054 | 117.715 | 8.1808 | 1.4808 | 19.0153
U | d021k | 30.9229 | 79.4962 | 117.695 | 7.8378 | 1.4808 | 19.0153 | 30.9229 | 84.4054 | 117.715 | 8.1808 | 1.4808 | 19.0153 | 30.9229 | 84.4054 | 117.715 | 8.1808 | 1.4808 | 19.0153
U | d021l | 30.9229 | 80.8436 | 117.715 | 7.8402 | 1.4808 | 19.0153 | 30.9229 | 84.4054 | 117.715 | 8.1808 | 1.4808 | 19.0153 | 30.9229 | 84.4054 | 117.715 | 8.1808 | 1.4808 | 19.0153
U | d021m | 30.9229 | 78.0613 | 117.695 | 7.8327 | 1.4808 | 19.0153 | 30.9229 | 84.4054 | 117.715 | 8.1808 | 1.4808 | 19.0153 | 30.9229 | 84.4054 | 117.715 | 8.1808 | 1.4808 | 19.0153
U | d021n | 30.9229 | 78.2932 | 117.695 | 7.8316 | 1.4808 | 19.0153 | 30.9229 | 84.4054 | 117.715 | 8.1808 | 1.4808 | 19.0153 | 30.9229 | 84.4054 | 117.715 | 8.1808 | 1.4808 | 19.0153
U | d021o | 30.9229 | 76.8812 | 117.695 | 7.8272 | 1.4808 | 19.0153 | 30.9229 | 84.4054 | 117.715 | 8.1808 | 1.4808 | 19.0153 | 30.9229 | 84.4054 | 117.715 | 8.1808 | 1.4808 | 19.0153
U | d021p | 30.9229 | 78.804 | 117.715 | 7.8269 | 1.4808 | 19.0153 | 30.9229 | 84.4054 | 117.715 | 8.1808 | 1.4808 | 19.0153 | 30.9229 | 84.4054 | 117.715 | 8.1808 | 1.4808 | 19.0153
U | d021q | 30.9229 | 79.0342 | 117.715 | 7.8265 | 1.4808 | 19.0153 | 30.9229 | 84.4054 | 117.715 | 8.1808 | 1.4808 | 19.0153 | 30.9229 | 84.4054 | 117.715 | 8.1808 | 1.4808 | 19.0153
U | d021r | 30.6287 | 76.186 | 117.695 | 7.8246 | 1.4808 | 19.0153 | 30.9229 | 84.4054 | 117.715 | 8.1808 | 1.4808 | 19.0153 | 30.9229 | 84.4054 | 117.715 | 8.1808 | 1.4808 | 19.0153
U | d021s | 29.4578 | 73.3039 | 117.695 | 7.8232 | 1.4808 | 19.0153 | 30.9229 | 84.4054 | 117.715 | 8.1808 | 1.4808 | 19.0153 | 30.9229 | 84.4054 | 117.715 | 8.1808 | 1.4808 | 19.0153
U | d021t | 27.765 | 69.4301 | 117.694 | 7.8229 | 1.4808 | 19.0153 | 30.9229 | 84.4054 | 117.715 | 8.1808 | 1.4808 | 19.0153 | 30.9229 | 84.4054 | 117.715 | 8.1808 | 1.4808 | 19.0153
U | d021u | 26.1023 | 63.2038 | 117.693 | 7.8193 | 1.4808 | 18.8699 | 30.9229 | 84.4054 | 117.715 | 8.1808 | 1.4808 | 19.0153 | 30.9229 | 84.4054 | 117.715 | 8.1808 | 1.4808 | 19.0153
U | d021v | 25.1012 | 59.8601 | 117.693 | 7.8169 | 1.4808 | 18.8289 | 30.9229 | 84.4054 | 117.715 | 8.1808 | 1.4808 | 19.0153 | 30.9229 | 84.4054 | 117.715 | 8.1808 | 1.4808 | 19.0153
U | d021x | 23.4071 | 53.0362 | 117.693 | 7.807 | 1.4808 | 18.8153 | 30.9229 | 84.4054 | 117.715 | 8.1808 | 1.4808 | 19.0153 | 30.9229 | 84.4054 | 117.715 | 8.1808 | 1.4808 | 19.0153
U | d021y | 22.724 | 51.4031 | 117.693 | 7.8038 | 1.4808 | 18.8126 | 30.9229 | 84.4054 | 117.715 | 8.1808 | 1.4808 | 19.0153 | 30.9229 | 84.4054 | 117.715 | 8.1808 | 1.4808 | 19.0153
U | d022a | 21.9428 | 49.4902 | 117.693 | 7.8003 | 1.4808 | 18.8169 | 30.9229 | 84.4054 | 117.715 | 8.1808 | 1.4808 | 19.0153 | 30.9229 | 84.4054 | 117.715 | 8.1808 | 1.4808 | 19.0153
U | d022b | 22.0226 | 50.5017 | 117.693 | 7.7986 | 1.4808 | 18.8142 | 30.9229 | 84.4054 | 117.715 | 8.1808 | 1.4808 | 19.0153 | 30.9229 | 84.4054 | 117.715 | 8.1808 | 1.4808 | 19.0153
U | d022c | 22.1489 | 52.3587 | 117.693 | 7.7986 | 1.4808 | 18.8122 | 30.9229 | 84.4054 | 117.715 | 8.1808 | 1.4808 | 19.0153 | 30.9229 | 84.4054 | 117.715 | 8.1808 | 1.4808 | 19.0153
U | d022d | 22.3014 | 53.5385 | 117.693 | 7.7985 | 1.4808 | 18.8123 | 30.9229 | 84.4054 | 117.715 | 8.1808 | 1.4808 | 19.0153 | 30.9229 | 84.4054 | 117.715 | 8.1808 | 1.4808 | 19.0153
U | d022e | 22.6363 | 54.2945 | 117.693 | 7.7989 | 1.4808 | 18.8203 | 30.9229 | 84.4054 | 117.715 | 8.1808 | 1.4808 | 19.0153 | 30.9229 | 84.4054 | 117.715 | 8.1808 | 1.4808 | 19.0153
U | d022f | 22.6335 | 54.3964 | 117.693 | 7.7996 | 1.4808 | 18.8367 | 30.9229 | 84.4054 | 117.715 | 8.1808 | 1.4808 | 19.0153 | 30.9229 | 84.4054 | 117.715 | 8.1808 | 1.4808 | 19.0153
U | d022g | 23.5253 | 54.5104 | 117.693 | 7.8063 | 1.4808 | 18.8587 | 30.9229 | 84.4054 | 117.715 | 8.1808 | 1.4808 | 19.0153 | 30.9229 | 84.4054 | 117.715 | 8.1808 | 1.4808 | 19.0153
U | d022h | 24.336 | 52.7629 | 117.693 | 7.8128 | 1.4808 | 18.8975 | 30.9229 | 84.4054 | 117.715 | 8.1808 | 1.4808 | 19.0153 | 30.9229 | 84.4054 | 117.715 | 8.1808 | 1.4808 | 19.0153
U | d022i | 25.7779 | 52.9063 | 117.693 | 7.8171 | 1.4808 | 18.9621 | 30.9229 | 84.4054 | 117.715 | 8.1808 | 1.4808 | 19.0153 | 30.9229 | 84.4054 | 117.715 | 8.1808 | 1.4808 | 19.0153
U | d022j | 26.2637 | 51.6307 | 117.693 | 7.8171 | 1.4808 | 19.0153 | 30.9229 | 84.4054 | 117.715 | 8.1808 | 1.4808 | 19.0153 | 30.9229 | 84.4054 | 117.715 | 8.1808 | 1.4808 | 19.0153
U | d022k | 27.4086 | 53.1284 | 117.693 | 7.8164 | 1.4808 | 19.0153 | 30.9229 | 84.4054 | 117.715 | 8.1808 | 1.4808 | 19.0153 | 30.9229 | 84.4054 | 117.715 | 8.1808 | 1.4808 | 19.0153
U | d022l | 28.7899 | 55.3205 | 117.693 | 7.8179 | 1.4808 | 19.0153 | 30.9229 | 84.4054 | 117.715 | 8.1808 | 1.4808 | 19.0153 | 30.9229 | 84.4054 | 117.715 | 8.1808 | 1.4808 | 19.0153
U | d022m | 30.7029 | 63.1001 | 117.693 | 7.8213 | 1.4808 | 19.0153 | 30.9229 | 84.4054 | 117.715 | 8.1808 | 1.4808 | 19.0153 | 30.9229 | 84.4054 | 117.715 | 8.1808 | 1.4808 | 19.0153
U | d022n | 30.2798 | 61.2237 | 117.693 | 7.8204 | 1.4808 | 19.0153 | 30.9229 | 84.4054 | 117.715 | 8.1808 | 1.4808 | 19.0153 | 30.9229 | 84.4054 | 117.715 | 8.1808 | 1.4808 | 19.0153
U | d022o | 29.6392 | 58.7934 | 117.693 | 7.8201 | 1.4808 | 19.0153 | 30.9229 | 84.4054 | 117.715 | 8.1808 | 1.4808 | 19.0153 | 30.9229 | 84.4054 | 117.715 | 8.1808 | 1.4808 | 19.0153
U | d022p | 29.9683 | 62.4799 | 117.693 | 7.8211 | 1.4808 | 19.0153 | 30.9229 | 84.4054 | 117.715 | 8.1808 | 1.4808 | 19.0153 | 30.9229 | 84.4054 | 117.715 | 8.1808 | 1.4808 | 19.0153
U | d022q | 30.2368 | 66.812 | 117.693 | 7.8225 | 1.4808 | 19.0153 | 30.9229 | 84.4054 | 117.715 | 8.1808 | 1.4808 | 19.0153 | 30.9229 | 84.4054 | 117.715 | 8.1808 | 1.4808 | 19.0153
U | d022r | 30.3616 | 70.1296 | 117.693 | 7.8243 | 1.4808 | 19.0153 | 30.9229 | 84.4054 | 117.715 | 8.1808 | 1.4808 | 19.0153 | 30.9229 | 84.4054 | 117.715 | 8.1808 | 1.4808 | 19.0153
U | d022s | 28.7181 | 65.2859 | 117.693 | 7.8212 | 1.4808 | 19.0153 | 30.9229 | 84.4054 | 117.715 | 8.1808 | 1.4808 | 19.0153 | 30.9229 | 84.4054 | 117.715 | 8.1808 | 1.4808 | 19.0153
U | d022t | 29.3446 | 67.3152 | 117.693 | 7.8232 | 1.4808 | 19.0153 | 30.9229 | 84.4054 | 117.715 | 8.1808 | 1.4808 | 19.0153 | 30.9229 | 84.4054 | 117.715 | 8.1808 | 1.4808 | 19.0153
U | d022u | 26.2611 | 58.8754 | 117.693 | 7.8208 | 1.4808 | 19.0153 | 30.9229 | 84.4054 | 117.715 | 8.1808 | 1.4808 | 19.0153 | 30.9229 | 84.4054 | 117.715 | 8.1808 | 1.4808 | 19.0153
U | d022v | 24.253 | 55.4122 | 117.693 | 7.8187 | 1.4808 | 18.8951 | 30.9229 | 84.4054 | 117.715 | 8.1808 | 1.4808 | 19.0153 | 30.9229 | 84.4054 | 117.715 | 8.1808 | 1.4808 | 19.0153
U | d022x | 23.2329 | 53.6624 | 117.693 | 7.8117 | 1.4808 | 18.8561 | 30.9229 | 84.4054 | 117.715 | 8.1808 | 1.4808 | 19.0153 | 30.9229 | 84.4054 | 117.715 | 8.1808 | 1.4808 | 19.0153
U | d022y | 21.7972 | 51.5015 | 117.693 | 7.8084 | 1.4808 | 18.8414 | 30.9229 | 84.4054 | 117.715 | 8.1808 | 1.4808 | 19.0153 | 30.9229 | 84.4054 | 117.715 | 8.1808 | 1.4808 | 19.0153
U | d023a | 20.6668 | 50.27 | 117.693 | 7.8059 | 1.4808 | 18.8443 | 30.9229 | 84.4054 | 117.715 | 8.1808 | 1.4808 | 19.0153 | 30.9229 | 84.4054 | 117.715 | 8.1808 | 1.4808 | 19.0153
U | d023b | 20.1261 | 51.3041 | 117.693 | 7.805 | 1.4808 | 18.8396 | 30.9229 | 84.4054 | 117.715 | 8.1808 | 1.4808 | 19.0153 | 30.9229 | 84.4054 | 117.715 | 8.1808 | 1.4808 | 19.0153
U | d023c | 20.2385 | 55.4756 | 117.693 | 7.8055 | 1.4808 | 18.8354 | 30.9229 | 84.4054 | 117.715 | 8.1808 | 1.4808 | 19.0153 | 30.9229 | 84.4054 | 117.715 | 8.1808 | 1.4808 | 19.0153
U | d023d | 20.5688 | 58.6975 | 117.693 | 7.8066 | 1.4808 | 18.8379 | 30.9229 | 84.4054 | 117.715 | 8.1808 | 1.4808 | 19.0153 | 30.9229 | 84.4054 | 117.715 | 8.1808 | 1.4808 | 19.0153
U | d023e | 21.0076 | 59.7901 | 117.693 | 7.8076 | 1.4808 | 18.8446 | 30.9229 | 84.4054 | 117.715 | 8.1808 | 1.4808 | 19.0153 | 30.9229 | 84.4054 | 117.715 | 8.1808 | 1.4808 | 19.0153
U | d023f | 22.1932 | 62.2319 | 117.693 | 7.8112 | 1.4808 | 18.8799 | 30.9229 | 84.4054 | 117.715 | 8.1808 | 1.4808 | 19.0153 | 30.9229 | 84.4054 | 117.715 | 8.1808 | 1.4808 | 19.0153
U | d023g | 27.4822 | 67.4892 | 117.693 | 7.8209 | 1.4808 | 19.0153 | 30.9229 | 84.4054 | 117.715 | 8.1808 | 1.4808 | 19.0153 | 30.9229 | 84.4054 | 117.715 | 8.1808 | 1.4808 | 19.0153
U | d023h | 30.0941 | 72.5415 | 117.693 | 7.8301 | 1.4808 | 19.0153 | 30.9229 | 84.4054 | 117.715 | 8.1808 | 1.4808 | 19.0153 | 30.9229 | 84.4054 | 117.715 | 8.1808 | 1.4808 | 19.0153
U | d023i | 30.7703 | 72.1489 | 117.694 | 7.836 | 1.4808 | 19.0153 | 30.9229 | 84.4054 | 117.715 | 8.1808 | 1.4808 | 19.0153 | 30.9229 | 84.4054 | 117.715 | 8.1808 | 1.4808 | 19.0153
U | d023j | 30.7263 | 68.1903 | 117.693 | 7.8352 | 1.4808 | 19.0153 | 30.9229 | 84.4054 | 117.715 | 8.1808 | 1.4808 | 19.0153 | 30.9229 | 84.4054 | 117.715 | 8.1808 | 1.4808 | 19.0153
U | d023k | 30.7114 | 68.4417 | 117.693 | 7.8345 | 1.4808 | 19.0153 | 30.9229 | 84.4054 | 117.715 | 8.1808 | 1.4808 | 19.0153 | 30.9229 | 84.4054 | 117.715 | 8.1808 | 1.4808 | 19.0153
U | d023l | 30.9229 | 73.0122 | 117.694 | 7.84 | 1.4808 | 19.0153 | 30.9229 | 84.4054 | 117.715 | 8.1808 | 1.4808 | 19.0153 | 30.9229 | 84.4054 | 117.715 | 8.1808 | 1.4808 | 19.0153
U | d023m | 30.8202 | 69.9535 | 117.694 | 7.8337 | 1.4808 | 19.0153 | 30.9229 | 84.4054 | 117.715 | 8.1808 | 1.4808 | 19.0153 | 30.9229 | 84.4054 | 117.715 | 8.1808 | 1.4808 | 19.0153
U | d023n | 30.9229 | 71.5905 | 117.694 | 7.835 | 1.4808 | 19.0153 | 30.9229 | 84.4054 | 117.715 | 8.1808 | 1.4808 | 19.0153 | 30.9229 | 84.4054 | 117.715 | 8.1808 | 1.4808 | 19.0153
U | d023o | 30.9229 | 72.2064 | 117.694 | 7.8333 | 1.4808 | 19.0153 | 30.9229 | 84.4054 | 117.715 | 8.1808 | 1.4808 | 19.0153 | 30.9229 | 84.4054 | 117.715 | 8.1808 | 1.4808 | 19.0153
U | d023p | 30.9229 | 73.9764 | 117.694 | 7.8316 | 1.4808 | 19.0153 | 30.9229 | 84.4054 | 117.715 | 8.1808 | 1.4808 | 19.0153 | 30.9229 | 84.4054 | 117.715 | 8.1808 | 1.4808 | 19.0153
U | d023q | 30.9229 | 77.9244 | 117.694 | 7.8343 | 1.4808 | 19.0153 | 30.9229 | 84.4054 | 117.715 | 8.1808 | 1.4808 | 19.0153 | 30.9229 | 84.4054 | 117.715 | 8.1808 | 1.4808 | 19.0153
U | d023r | 30.9229 | 80.4073 | 117.715 | 7.836 | 1.4808 | 19.0153 | 30.9229 | 84.4054 | 117.715 | 8.1808 | 1.4808 | 19.0153 | 30.9229 | 84.4054 | 117.715 | 8.1808 | 1.4808 | 19.0153
U | d023s | 30.9229 | 76.223 | 117.694 | 7.8304 | 1.4808 | 19.0153 | 30.9229 | 84.4054 | 117.715 | 8.1808 | 1.4808 | 19.0153 | 30.9229 | 84.4054 | 117.715 | 8.1808 | 1.4808 | 19.0153
U | d023t | 30.9229 | 74.7929 | 117.694 | 7.8288 | 1.4808 | 19.0153 | 30.9229 | 84.4054 | 117.715 | 8.1808 | 1.4808 | 19.0153 | 30.9229 | 84.4054 | 117.715 | 8.1808 | 1.4808 | 19.0153
U | d023u | 30.469 | 68.1409 | 117.693 | 7.8259 | 1.4808 | 19.0153 | 30.9229 | 84.4054 | 117.715 | 8.1808 | 1.4808 | 19.0153 | 30.9229 | 84.4054 | 117.715 | 8.1808 | 1.4808 | 19.0153
U | d023v | 28.2694 | 64.4726 | 117.693 | 7.8239 | 1.4808 | 18.9869 | 30.9229 | 84.4054 | 117.715 | 8.1808 | 1.4808 | 19.0153 | 30.9229 | 84.4054 | 117.715 | 8.1808 | 1.4808 | 19.0153
U | d023x | 27.1361 | 64.6872 | 117.693 | 7.8179 | 1.4808 | 18.8757 | 30.9229 | 84.4054 | 117.715 | 8.1808 | 1.4808 | 19.0153 | 30.9229 | 84.4054 | 117.715 | 8.1808 | 1.4808 | 19.0153
U | d023y | 25.7412 | 62.1273 | 117.693 | 7.815 | 1.4808 | 18.849 | 30.9229 | 84.4054 | 117.715 | 8.1808 | 1.4808 | 19.0153 | 30.9229 | 84.4054 | 117.715 | 8.1808 | 1.4808 | 19.0153
U | d024a | 24.8271 | 61.5833 | 117.693 | 7.8126 | 1.4808 | 18.852 | 30.9229 | 84.4054 | 117.715 | 8.1808 | 1.4808 | 19.0153 | 30.9229 | 84.4054 | 117.715 | 8.1808 | 1.4808 | 19.0153
U | d024b | 24.6403 | 63.8217 | 117.693 | 7.8109 | 1.4808 | 18.8461 | 30.9229 | 84.4054 | 117.715 | 8.1808 | 1.4808 | 19.0153 | 30.9229 | 84.4054 | 117.715 | 8.1808 | 1.4808 | 19.0153
U | d024c | 24.8166 | 68.5448 | 117.693 | 7.8111 | 1.4808 | 18.8443 | 30.9229 | 84.4054 | 117.715 | 8.1808 | 1.4808 | 19.0153 | 30.9229 | 84.4054 | 117.715 | 8.1808 | 1.4808 | 19.0153
U | d024d | 25.418 | 73.221 | 117.694 | 7.8135 | 1.4808 | 18.8482 | 30.9229 | 84.4054 | 117.715 | 8.1808 | 1.4808 | 19.0153 | 30.9229 | 84.4054 | 117.715 | 8.1808 | 1.4808 | 19.0153
U | d024e | 25.7371 | 75.1149 | 117.694 | 7.813 | 1.4808 | 18.8685 | 30.9229 | 84.4054 | 117.715 | 8.1808 | 1.4808 | 19.0153 | 30.9229 | 84.4054 | 117.715 | 8.1808 | 1.4808 | 19.0153
U | d024f | 28.8484 | 80.0715 | 117.694 | 7.8211 | 1.4808 | 19.0153 | 30.9229 | 84.4054 | 117.715 | 8.1808 | 1.4808 | 19.0153 | 30.9229 | 84.4054 | 117.715 | 8.1808 | 1.4808 | 19.0153
U | d024g | 30.9229 | 83.5865 | 117.715 | 7.8349 | 1.4808 | 19.0153 | 30.9229 | 84.4054 | 117.715 | 8.1808 | 1.4808 | 19.0153 | 30.9229 | 84.4054 | 117.715 | 8.1808 | 1.4808 | 19.0153
U | d024h | 30.9229 | 83.9961 | 117.715 | 7.8609 | 1.4808 | 19.0153 | 30.9229 | 84.4054 | 117.715 | 8.1808 | 1.4808 | 19.0153 | 30.9229 | 84.4054 | 117.715 | 8.1808 | 1.4808 | 19.0153
U | d024i | 30.9229 | 83.9193 | 117.715 | 7.8726 | 1.4808 | 19.0153 | 30.9229 | 84.4054 | 117.715 | 8.1808 | 1.4808 | 19.0153 | 30.9229 | 84.4054 | 117.715 | 8.1808 | 1.4808 | 19.0153
U | d024j | 30.9229 | 83.7638 | 117.715 | 7.8695 | 1.4808 | 19.0153 | 30.9229 | 84.4054 | 117.715 | 8.1808 | 1.4808 | 19.0153 | 30.9229 | 84.4054 | 117.715 | 8.1808 | 1.4808 | 19.0153
U | d024k | 30.9229 | 83.8244 | 117.715 | 7.8725 | 1.4808 | 19.0153 | 30.9229 | 84.4054 | 117.715 | 8.1808 | 1.4808 | 19.0153 | 30.9229 | 84.4054 | 117.715 | 8.1808 | 1.4808 | 19.0153
U | d024l | 30.9229 | 83.7567 | 117.715 | 7.8644 | 1.4808 | 19.0153 | 30.9229 | 84.4054 | 117.715 | 8.1808 | 1.4808 | 19.0153 | 30.9229 | 84.4054 | 117.715 | 8.1808 | 1.4808 | 19.0153
U | d024m | 30.9229 | 83.7427 | 117.715 | 7.8662 | 1.4808 | 19.0153 | 30.9229 | 84.4054 | 117.715 | 8.1808 | 1.4808 | 19.0153 | 30.9229 | 84.4054 | 117.715 | 8.1808 | 1.4808 | 19.0153
U | d024n | 30.9229 | 83.7207 | 117.715 | 7.8558 | 1.4808 | 19.0153 | 30.9229 | 84.4054 | 117.715 | 8.1808 | 1.4808 | 19.0153 | 30.9229 | 84.4054 | 117.715 | 8.1808 | 1.4808 | 19.0153
U | d024o | 30.9229 | 83.7301 | 117.715 | 7.8509 | 1.4808 | 19.0153 | 30.9229 | 84.4054 | 117.715 | 8.1808 | 1.4808 | 19.0153 | 30.9229 | 84.4054 | 117.715 | 8.1808 | 1.4808 | 19.0153
U | d024p | 30.9229 | 84.0193 | 117.715 | 7.8532 | 1.4808 | 19.0153 | 30.9229 | 84.4054 | 117.715 | 8.1808 | 1.4808 | 19.0153 | 30.9229 | 84.4054 | 117.715 | 8.1808 | 1.4808 | 19.0153
U | d024q | 30.9229 | 84.4054 | 117.715 | 7.9037 | 1.4808 | 19.0153 | 30.9229 | 84.4054 | 117.715 | 8.1808 | 1.4808 | 19.0153 | 30.9229 | 84.4054 | 117.715 | 8.1808 | 1.4808 | 19.0153
U | d024r | 30.9229 | 84.4054 | 117.715 | 7.8872 | 1.4808 | 19.0153 | 30.9229 | 84.4054 | 117.715 | 8.1808 | 1.4808 | 19.0153 | 30.9229 | 84.4054 | 117.715 | 8.1808 | 1.4808 | 19.0153
U | d024s | 30.9229 | 84.1843 | 117.715 | 7.8537 | 1.4808 | 19.0153 | 30.9229 | 84.4054 | 117.715 | 8.1808 | 1.4808 | 19.0153 | 30.9229 | 84.4054 | 117.715 | 8.1808 | 1.4808 | 19.0153
U | d024t | 30.9229 | 83.3106 | 117.715 | 7.8387 | 1.4808 | 19.0153 | 30.9229 | 84.4054 | 117.715 | 8.1808 | 1.4808 | 19.0153 | 30.9229 | 84.4054 | 117.715 | 8.1808 | 1.4808 | 19.0153
U | d024u | 30.9025 | 79.9582 | 117.695 | 7.8305 | 1.4808 | 19.0153 | 30.9229 | 84.4054 | 117.715 | 8.1808 | 1.4808 | 19.0153 | 30.9229 | 84.4054 | 117.715 | 8.1808 | 1.4808 | 19.0153
U | d024v | 30.287 | 78.8032 | 117.695 | 7.828 | 1.4808 | 19.0153 | 30.9229 | 84.4054 | 117.715 | 8.1808 | 1.4808 | 19.0153 | 30.9229 | 84.4054 | 117.715 | 8.1808 | 1.4808 | 19.0153
U | d024x | 27.3812 | 71.3676 | 117.694 | 7.8188 | 1.4808 | 18.8614 | 30.9229 | 84.4054 | 117.715 | 8.1808 | 1.4808 | 19.0153 | 30.9229 | 84.4054 | 117.715 | 8.1808 | 1.4808 | 19.0153
U | d024y | 26.0289 | 69.9104 | 117.693 | 7.8154 | 1.4808 | 18.8507 | 30.9229 | 84.4054 | 117.715 | 8.1808 | 1.4808 | 19.0153 | 30.9229 | 84.4054 | 117.715 | 8.1808 | 1.4808 | 19.0153
U | d025a | 25.1384 | 69.0378 | 117.693 | 7.8128 | 1.4808 | 18.854 | 30.9229 | 84.4054 | 117.715 | 8.1808 | 1.4808 | 19.0153 | 30.9229 | 84.4054 | 117.715 | 8.1808 | 1.4808 | 19.0153
U | d025b | 24.9187 | 69.4034 | 117.693 | 7.8114 | 1.4808 | 18.8507 | 30.9229 | 84.4054 | 117.715 | 8.1808 | 1.4808 | 19.0153 | 30.9229 | 84.4054 | 117.715 | 8.1808 | 1.4808 | 19.0153
U | d025c | 25.2519 | 72.8034 | 117.694 | 7.8117 | 1.4808 | 18.8494 | 30.9229 | 84.4054 | 117.715 | 8.1808 | 1.4808 | 19.0153 | 30.9229 | 84.4054 | 117.715 | 8.1808 | 1.4808 | 19.0153
U | d025d | 25.6309 | 76.2469 | 117.694 | 7.8134 | 1.4808 | 18.8515 | 30.9229 | 84.4054 | 117.715 | 8.1808 | 1.4808 | 19.0153 | 30.9229 | 84.4054 | 117.715 | 8.1808 | 1.4808 | 19.0153
U | d025e | 26.1832 | 78.8868 | 117.694 | 7.8131 | 1.4808 | 18.8722 | 30.9229 | 84.4054 | 117.715 | 8.1808 | 1.4808 | 19.0153 | 30.9229 | 84.4054 | 117.715 | 8.1808 | 1.4808 | 19.0153
U | d025f | 29.0602 | 81.5036 | 117.695 | 7.8204 | 1.4808 | 19.0153 | 30.9229 | 84.4054 | 117.715 | 8.1808 | 1.4808 | 19.0153 | 30.9229 | 84.4054 | 117.715 | 8.1808 | 1.4808 | 19.0153
U | d025g | 30.9229 | 84.4054 | 117.715 | 7.8418 | 1.4808 | 19.0153 | 30.9229 | 84.4054 | 117.715 | 8.1808 | 1.4808 | 19.0153 | 30.9229 | 84.4054 | 117.715 | 8.1808 | 1.4808 | 19.0153
U | d025h | 30.9229 | 84.4054 | 117.715 | 8.0899 | 1.4808 | 19.0153 | 30.9229 | 84.4054 | 117.715 | 8.1808 | 1.4808 | 19.0153 | 30.9229 | 84.4054 | 117.715 | 8.1808 | 1.4808 | 19.0153
U | d025i | 30.9229 | 84.4054 | 117.715 | 8.1808 | 1.4808 | 19.0153 | 30.9229 | 84.4054 | 117.715 | 8.1808 | 1.4808 | 19.0153 | 30.9229 | 84.4054 | 117.715 | 8.1808 | 1.4808 | 19.0153
U | d025j | 30.9229 | 84.4054 | 117.715 | 7.8686 | 1.4808 | 19.0153 | 30.9229 | 84.4054 | 117.715 | 8.1808 | 1.4808 | 19.0153 | 30.9229 | 84.4054 | 117.715 | 8.1808 | 1.4808 | 19.0153
U | d025k | 30.9229 | 84.4054 | 117.715 | 7.8603 | 1.4808 | 19.0153 | 30.9229 | 84.4054 | 117.715 | 8.1808 | 1.4808 | 19.0153 | 30.9229 | 84.4054 | 117.715 | 8.1808 | 1.4808 | 19.0153
U | d025l | 30.9229 | 84.4054 | 117.715 | 7.8537 | 1.4808 | 19.0153 | 30.9229 | 84.4054 | 117.715 | 8.1808 | 1.4808 | 19.0153 | 30.9229 | 84.4054 | 117.715 | 8.1808 | 1.4808 | 19.0153
U | d025m | 30.9229 | 84.4054 | 117.715 | 7.8543 | 1.4808 | 19.0153 | 30.9229 | 84.4054 | 117.715 | 8.1808 | 1.4808 | 19.0153 | 30.9229 | 84.4054 | 117.715 | 8.1808 | 1.4808 | 19.0153
U | d025n | 30.9229 | 84.4054 | 117.715 | 7.8516 | 1.4808 | 19.0153 | 30.9229 | 84.4054 | 117.715 | 8.1808 | 1.4808 | 19.0153 | 30.9229 | 84.4054 | 117.715 | 8.1808 | 1.4808 | 19.0153
U | d025o | 30.9229 | 84.4054 | 117.715 | 7.849 | 1.4808 | 19.0153 | 30.9229 | 84.4054 | 117.715 | 8.1808 | 1.4808 | 19.0153 | 30.9229 | 84.4054 | 117.715 | 8.1808 | 1.4808 | 19.0153
U | d025p | 30.9229 | 84.4054 | 117.715 | 7.8526 | 1.4808 | 19.0153 | 30.9229 | 84.4054 | 117.715 | 8.1808 | 1.4808 | 19.0153 | 30.9229 | 84.4054 | 117.715 | 8.1808 | 1.4808 | 19.0153
U | d025q | 30.9229 | 84.4054 | 117.715 | 7.9482 | 1.4808 | 19.0153 | 30.9229 | 84.4054 | 117.715 | 8.1808 | 1.4808 | 19.0153 | 30.9229 | 84.4054 | 117.715 | 8.1808 | 1.4808 | 19.0153
U | d025r | 30.9229 | 84.4054 | 117.715 | 8.0069 | 1.4808 | 19.0153 | 30.9229 | 84.4054 | 117.715 | 8.1808 | 1.4808 | 19.0153 | 30.9229 | 84.4054 | 117.715 | 8.1808 | 1.4808 | 19.0153
U | d025s | 30.9229 | 84.4054 | 117.715 | 7.8495 | 1.4808 | 19.0153 | 30.9229 | 84.4054 | 117.715 | 8.1808 | 1.4808 | 19.0153 | 30.9229 | 84.4054 | 117.715 | 8.1808 | 1.4808 | 19.0153
U | d025t | 30.9229 | 83.4753 | 117.715 | 7.8368 | 1.4808 | 19.0153 | 30.9229 | 84.4054 | 117.715 | 8.1808 | 1.4808 | 19.0153 | 30.9229 | 84.4054 | 117.715 | 8.1808 | 1.4808 | 19.0153
U | d025u | 30.7416 | 80.3758 | 117.695 | 7.8306 | 1.4808 | 19.0153 | 30.9229 | 84.4054 | 117.715 | 8.1808 | 1.4808 | 19.0153 | 30.9229 | 84.4054 | 117.715 | 8.1808 | 1.4808 | 19.0153
U | d025v | 29.0313 | 77.1175 | 117.694 | 7.826 | 1.4808 | 19.0153 | 30.9229 | 84.4054 | 117.715 | 8.1808 | 1.4808 | 19.0153 | 30.9229 | 84.4054 | 117.715 | 8.1808 | 1.4808 | 19.0153
U | d025x | 25.9529 | 69.5353 | 117.693 | 7.8157 | 1.4808 | 18.8961 | 30.9229 | 84.4054 | 117.715 | 8.1808 | 1.4808 | 19.0153 | 30.9229 | 84.4054 | 117.715 | 8.1808 | 1.4808 | 19.0153
U | d025y | 24.9662 | 66.4658 | 117.693 | 7.8121 | 1.4808 | 18.8709 | 30.9229 | 84.4054 | 117.715 | 8.1808 | 1.4808 | 19.0153 | 30.9229 | 84.4054 | 117.715 | 8.1808 | 1.4808 | 19.0153
U | d026a | 24.3485 | 64.3635 | 117.693 | 7.8093 | 1.4808 | 18.8698 | 30.9229 | 84.4054 | 117.715 | 8.1808 | 1.4808 | 19.0153 | 30.9229 | 84.4054 | 117.715 | 8.1808 | 1.4808 | 19.0153
U | d026b | 24.3389 | 65.4161 | 117.693 | 7.8089 | 1.4808 | 18.8685 | 30.9229 | 84.4054 | 117.715 | 8.1808 | 1.4808 | 19.0153 | 30.9229 | 84.4054 | 117.715 | 8.1808 | 1.4808 | 19.0153
U | d026c | 24.554 | 68.7456 | 117.694 | 7.8095 | 1.4808 | 18.8664 | 30.9229 | 84.4054 | 117.715 | 8.1808 | 1.4808 | 19.0153 | 30.9229 | 84.4054 | 117.715 | 8.1808 | 1.4808 | 19.0153
U | d026d | 24.8597 | 71.6351 | 117.694 | 7.8113 | 1.4808 | 18.867 | 30.9229 | 84.4054 | 117.715 | 8.1808 | 1.4808 | 19.0153 | 30.9229 | 84.4054 | 117.715 | 8.1808 | 1.4808 | 19.0153
U | d026e | 25.0737 | 73.4373 | 117.694 | 7.8106 | 1.4808 | 18.8968 | 30.9229 | 84.4054 | 117.715 | 8.1808 | 1.4808 | 19.0153 | 30.9229 | 84.4054 | 117.715 | 8.1808 | 1.4808 | 19.0153
U | d026f | 29.0044 | 77.5608 | 117.694 | 7.8183 | 1.4808 | 19.0153 | 30.9229 | 84.4054 | 117.715 | 8.1808 | 1.4808 | 19.0153 | 30.9229 | 84.4054 | 117.715 | 8.1808 | 1.4808 | 19.0153
U | d026g | 30.9229 | 82.0723 | 117.715 | 7.8292 | 1.4808 | 19.0153 | 30.9229 | 84.4054 | 117.715 | 8.1808 | 1.4808 | 19.0153 | 30.9229 | 84.4054 | 117.715 | 8.1808 | 1.4808 | 19.0153
U | d026h | 30.9229 | 83.8243 | 117.715 | 7.8502 | 1.4808 | 19.0153 | 30.9229 | 84.4054 | 117.715 | 8.1808 | 1.4808 | 19.0153 | 30.9229 | 84.4054 | 117.715 | 8.1808 | 1.4808 | 19.0153
U | d026i | 30.9229 | 83.0706 | 117.715 | 7.851 | 1.4808 | 19.0153 | 30.9229 | 84.4054 | 117.715 | 8.1808 | 1.4808 | 19.0153 | 30.9229 | 84.4054 | 117.715 | 8.1808 | 1.4808 | 19.0153
U | d026j | 30.9229 | 82.4817 | 117.715 | 7.8489 | 1.4808 | 19.0153 | 30.9229 | 84.4054 | 117.715 | 8.1808 | 1.4808 | 19.0153 | 30.9229 | 84.4054 | 117.715 | 8.1808 | 1.4808 | 19.0153
U | d026k | 30.9229 | 82.9037 | 117.715 | 7.8482 | 1.4808 | 19.0153 | 30.9229 | 84.4054 | 117.715 | 8.1808 | 1.4808 | 19.0153 | 30.9229 | 84.4054 | 117.715 | 8.1808 | 1.4808 | 19.0153
U | d026l | 30.9229 | 82.9545 | 117.715 | 7.8476 | 1.4808 | 19.0153 | 30.9229 | 84.4054 | 117.715 | 8.1808 | 1.4808 | 19.0153 | 30.9229 | 84.4054 | 117.715 | 8.1808 | 1.4808 | 19.0153
U | d026m | 30.9229 | 82.9168 | 117.715 | 7.8467 | 1.4808 | 19.0153 | 30.9229 | 84.4054 | 117.715 | 8.1808 | 1.4808 | 19.0153 | 30.9229 | 84.4054 | 117.715 | 8.1808 | 1.4808 | 19.0153
U | d026n | 30.9229 | 83.0578 | 117.715 | 7.8482 | 1.4808 | 19.0153 | 30.9229 | 84.4054 | 117.715 | 8.1808 | 1.4808 | 19.0153 | 30.9229 | 84.4054 | 117.715 | 8.1808 | 1.4808 | 19.0153
U | d026o | 30.9229 | 82.9375 | 117.715 | 7.8455 | 1.4808 | 19.0153 | 30.9229 | 84.4054 | 117.715 | 8.1808 | 1.4808 | 19.0153 | 30.9229 | 84.4054 | 117.715 | 8.1808 | 1.4808 | 19.0153
U | d026p | 30.9229 | 83.165 | 117.715 | 7.8468 | 1.4808 | 19.0153 | 30.9229 | 84.4054 | 117.715 | 8.1808 | 1.4808 | 19.0153 | 30.9229 | 84.4054 | 117.715 | 8.1808 | 1.4808 | 19.0153
U | d026q | 30.9229 | 83.425 | 117.715 | 7.8449 | 1.4808 | 19.0153 | 30.9229 | 84.4054 | 117.715 | 8.1808 | 1.4808 | 19.0153 | 30.9229 | 84.4054 | 117.715 | 8.1808 | 1.4808 | 19.0153
U | d026r | 30.9229 | 83.7733 | 117.715 | 7.8467 | 1.4808 | 19.0153 | 30.9229 | 84.4054 | 117.715 | 8.1808 | 1.4808 | 19.0153 | 30.9229 | 84.4054 | 117.715 | 8.1808 | 1.4808 | 19.0153
U | d026s | 30.9229 | 82.5371 | 117.715 | 7.839 | 1.4808 | 19.0153 | 30.9229 | 84.4054 | 117.715 | 8.1808 | 1.4808 | 19.0153 | 30.9229 | 84.4054 | 117.715 | 8.1808 | 1.4808 | 19.0153
U | d026t | 30.9229 | 78.2244 | 117.715 | 7.8342 | 1.4808 | 19.0153 | 30.9229 | 84.4054 | 117.715 | 8.1808 | 1.4808 | 19.0153 | 30.9229 | 84.4054 | 117.715 | 8.1808 | 1.4808 | 19.0153
U | d026u | 30.9229 | 71.9009 | 117.694 | 7.8263 | 1.4808 | 19.0153 | 30.9229 | 84.4054 | 117.715 | 8.1808 | 1.4808 | 19.0153 | 30.9229 | 84.4054 | 117.715 | 8.1808 | 1.4808 | 19.0153
U | d026v | 29.465 | 66.4445 | 117.694 | 7.822 | 1.4808 | 19.0153 | 30.9229 | 84.4054 | 117.715 | 8.1808 | 1.4808 | 19.0153 | 30.9229 | 84.4054 | 117.715 | 8.1808 | 1.4808 | 19.0153
U | d026x | 26.7967 | 63.9871 | 117.693 | 7.8148 | 1.4808 | 18.9462 | 30.9229 | 84.4054 | 117.715 | 8.1808 | 1.4808 | 19.0153 | 30.9229 | 84.4054 | 117.715 | 8.1808 | 1.4808 | 19.0153
U | d026y | 25.8758 | 62.0088 | 117.693 | 7.8121 | 1.4808 | 18.905 | 30.9229 | 84.4054 | 117.715 | 8.1808 | 1.4808 | 19.0153 | 30.9229 | 84.4054 | 117.715 | 8.1808 | 1.4808 | 19.0153
U | d027a | 24.5251 | 58.4886 | 117.693 | 7.8087 | 1.4808 | 18.8865 | 30.9229 | 84.4054 | 117.715 | 8.1808 | 1.4808 | 19.0153 | 30.9229 | 84.4054 | 117.715 | 8.1808 | 1.4808 | 19.0153
U | d027b | 24.1534 | 58.9297 | 117.693 | 7.807 | 1.4808 | 18.8775 | 30.9229 | 84.4054 | 117.715 | 8.1808 | 1.4808 | 19.0153 | 30.9229 | 84.4054 | 117.715 | 8.1808 | 1.4808 | 19.0153
U | d027c | 24.3359 | 62.7614 | 117.693 | 7.8075 | 1.4808 | 18.8737 | 30.9229 | 84.4054 | 117.715 | 8.1808 | 1.4808 | 19.0153 | 30.9229 | 84.4054 | 117.715 | 8.1808 | 1.4808 | 19.0153
U | d027d | 24.7511 | 65.7868 | 117.694 | 7.8097 | 1.4808 | 18.8773 | 30.9229 | 84.4054 | 117.715 | 8.1808 | 1.4808 | 19.0153 | 30.9229 | 84.4054 | 117.715 | 8.1808 | 1.4808 | 19.0153
U | d027e | 25.3805 | 68.3446 | 117.694 | 7.8098 | 1.4808 | 18.9454 | 30.9229 | 84.4054 | 117.715 | 8.1808 | 1.4808 | 19.0153 | 30.9229 | 84.4054 | 117.715 | 8.1808 | 1.4808 | 19.0153
U | d027f | 29.0774 | 71.6088 | 117.694 | 7.8171 | 1.4808 | 19.0153 | 30.9229 | 84.4054 | 117.715 | 8.1808 | 1.4808 | 19.0153 | 30.9229 | 84.4054 | 117.715 | 8.1808 | 1.4808 | 19.0153
U | d027g | 30.9229 | 77.4466 | 117.696 | 7.8275 | 1.4808 | 19.0153 | 30.9229 | 84.4054 | 117.715 | 8.1808 | 1.4808 | 19.0153 | 30.9229 | 84.4054 | 117.715 | 8.1808 | 1.4808 | 19.0153
U | d027h | 30.9229 | 81.8023 | 117.715 | 7.8418 | 1.4808 | 19.0153 | 30.9229 | 84.4054 | 117.715 | 8.1808 | 1.4808 | 19.0153 | 30.9229 | 84.4054 | 117.715 | 8.1808 | 1.4808 | 19.0153
U | d027i | 30.9229 | 81.0471 | 117.715 | 7.844 | 1.4808 | 19.0153 | 30.9229 | 84.4054 | 117.715 | 8.1808 | 1.4808 | 19.0153 | 30.9229 | 84.4054 | 117.715 | 8.1808 | 1.4808 | 19.0153
U | d027j | 30.9229 | 79.9476 | 117.715 | 7.845 | 1.4808 | 19.0153 | 30.9229 | 84.4054 | 117.715 | 8.1808 | 1.4808 | 19.0153 | 30.9229 | 84.4054 | 117.715 | 8.1808 | 1.4808 | 19.0153
U | d027k | 30.9229 | 79.9755 | 117.715 | 7.845 | 1.4808 | 19.0153 | 30.9229 | 84.4054 | 117.715 | 8.1808 | 1.4808 | 19.0153 | 30.9229 | 84.4054 | 117.715 | 8.1808 | 1.4808 | 19.0153
U | d027l | 30.9229 | 79.0426 | 117.715 | 7.8435 | 1.4808 | 19.0153 | 30.9229 | 84.4054 | 117.715 | 8.1808 | 1.4808 | 19.0153 | 30.9229 | 84.4054 | 117.715 | 8.1808 | 1.4808 | 19.0153
U | d027m | 30.9229 | 76.1282 | 117.715 | 7.8417 | 1.4808 | 19.0153 | 30.9229 | 84.4054 | 117.715 | 8.1808 | 1.4808 | 19.0153 | 30.9229 | 84.4054 | 117.715 | 8.1808 | 1.4808 | 19.0153
U | d027n | 30.9229 | 77.8777 | 117.715 | 7.8425 | 1.4808 | 19.0153 | 30.9229 | 84.4054 | 117.715 | 8.1808 | 1.4808 | 19.0153 | 30.9229 | 84.4054 | 117.715 | 8.1808 | 1.4808 | 19.0153
U | d027o | 30.9229 | 77.7245 | 117.715 | 7.8403 | 1.4808 | 19.0153 | 30.9229 | 84.4054 | 117.715 | 8.1808 | 1.4808 | 19.0153 | 30.9229 | 84.4054 | 117.715 | 8.1808 | 1.4808 | 19.0153
U | d027p | 30.9229 | 79.785 | 117.715 | 7.8409 | 1.4808 | 19.0153 | 30.9229 | 84.4054 | 117.715 | 8.1808 | 1.4808 | 19.0153 | 30.9229 | 84.4054 | 117.715 | 8.1808 | 1.4808 | 19.0153
U | d027q | 30.9229 | 80.9508 | 117.715 | 7.8399 | 1.4808 | 19.0153 | 30.9229 | 84.4054 | 117.715 | 8.1808 | 1.4808 | 19.0153 | 30.9229 | 84.4054 | 117.715 | 8.1808 | 1.4808 | 19.0153
U | d027r | 30.9229 | 82.6122 | 117.715 | 7.8396 | 1.4808 | 19.0153 | 30.9229 | 84.4054 | 117.715 | 8.1808 | 1.4808 | 19.0153 | 30.9229 | 84.4054 | 117.715 | 8.1808 | 1.4808 | 19.0153
U | d027s | 30.9229 | 76.6728 | 117.715 | 7.8329 | 1.4808 | 19.0153 | 30.9229 | 84.4054 | 117.715 | 8.1808 | 1.4808 | 19.0153 | 30.9229 | 84.4054 | 117.715 | 8.1808 | 1.4808 | 19.0153
U | d027t | 30.8241 | 66.9887 | 117.694 | 7.825 | 1.4808 | 19.0153 | 30.9229 | 84.4054 | 117.715 | 8.1808 | 1.4808 | 19.0153 | 30.9229 | 84.4054 | 117.715 | 8.1808 | 1.4808 | 19.0153
U | d027u | 30.21 | 64.0641 | 117.693 | 7.8232 | 1.4808 | 19.0153 | 30.9229 | 84.4054 | 117.715 | 8.1808 | 1.4808 | 19.0153 | 30.9229 | 84.4054 | 117.715 | 8.1808 | 1.4808 | 19.0153
U | d027v | 26.8987 | 58.8192 | 117.693 | 7.8201 | 1.4808 | 18.9197 | 30.9229 | 84.4054 | 117.715 | 8.1808 | 1.4808 | 19.0153 | 30.9229 | 84.4054 | 117.715 | 8.1808 | 1.4808 | 19.0153
U | d027x | 24.9259 | 54.1454 | 117.692 | 7.8143 | 1.4808 | 18.8779 | 30.9229 | 84.4054 | 117.715 | 8.1808 | 1.4808 | 19.0153 | 30.9229 | 84.4054 | 117.715 | 8.1808 | 1.4808 | 19.0153
U | d027y | 23.9255 | 53.6062 | 117.692 | 7.8119 | 1.4808 | 18.8734 | 30.9229 | 84.4054 | 117.715 | 8.1808 | 1.4808 | 19.0153 | 30.9229 | 84.4054 | 117.715 | 8.1808 | 1.4808 | 19.0153
U | d028a | 22.749 | 52.7221 | 117.692 | 7.8093 | 1.4808 | 18.8742 | 30.9229 | 84.4054 | 117.715 | 8.1808 | 1.4808 | 19.0153 | 30.9229 | 84.4054 | 117.715 | 8.1808 | 1.4808 | 19.0153
U | d028b | 21.4353 | 51.9307 | 117.692 | 7.8078 | 1.4808 | 18.8643 | 30.9229 | 84.4054 | 117.715 | 8.1808 | 1.4808 | 19.0153 | 30.9229 | 84.4054 | 117.715 | 8.1808 | 1.4808 | 19.0153
U | d028c | 21.5698 | 57.1501 | 117.692 | 7.8087 | 1.4808 | 18.8614 | 30.9229 | 84.4054 | 117.715 | 8.1808 | 1.4808 | 19.0153 | 30.9229 | 84.4054 | 117.715 | 8.1808 | 1.4808 | 19.0153
U | d028d | 21.8781 | 60.9385 | 117.693 | 7.8105 | 1.4808 | 18.8596 | 30.9229 | 84.4054 | 117.715 | 8.1808 | 1.4808 | 19.0153 | 30.9229 | 84.4054 | 117.715 | 8.1808 | 1.4808 | 19.0153
U | d028e | 22.514 | 62.4359 | 117.693 | 7.8101 | 1.4808 | 18.8772 | 30.9229 | 84.4054 | 117.715 | 8.1808 | 1.4808 | 19.0153 | 30.9229 | 84.4054 | 117.715 | 8.1808 | 1.4808 | 19.0153
U | d028f | 24.7072 | 65.2441 | 117.693 | 7.816 | 1.4808 | 18.9145 | 30.9229 | 84.4054 | 117.715 | 8.1808 | 1.4808 | 19.0153 | 30.9229 | 84.4054 | 117.715 | 8.1808 | 1.4808 | 19.0153
U | d028g | 26.796 | 68.6029 | 117.693 | 7.8215 | 1.4808 | 19.0153 | 30.9229 | 84.4054 | 117.715 | 8.1808 | 1.4808 | 19.0153 | 30.9229 | 84.4054 | 117.715 | 8.1808 | 1.4808 | 19.0153
U | d028h | 27.9141 | 67.1245 | 117.693 | 7.8227 | 1.4808 | 19.0153 | 30.9229 | 84.4054 | 117.715 | 8.1808 | 1.4808 | 19.0153 | 30.9229 | 84.4054 | 117.715 | 8.1808 | 1.4808 | 19.0153
U | d028i | 29.9749 | 68.3695 | 117.693 | 7.8257 | 1.4808 | 19.0153 | 30.9229 | 84.4054 | 117.715 | 8.1808 | 1.4808 | 19.0153 | 30.9229 | 84.4054 | 117.715 | 8.1808 | 1.4808 | 19.0153
U | d028j | 30.339 | 69.9989 | 117.693 | 7.8262 | 1.4808 | 19.0153 | 30.9229 | 84.4054 | 117.715 | 8.1808 | 1.4808 | 19.0153 | 30.9229 | 84.4054 | 117.715 | 8.1808 | 1.4808 | 19.0153
U | d028k | 30.6734 | 71.6573 | 117.693 | 7.8297 | 1.4808 | 19.0153 | 30.9229 | 84.4054 | 117.715 | 8.1808 | 1.4808 | 19.0153 | 30.9229 | 84.4054 | 117.715 | 8.1808 | 1.4808 | 19.0153
U | d028l | 30.858 | 74.4729 | 117.694 | 7.8332 | 1.4808 | 19.0153 | 30.9229 | 84.4054 | 117.715 | 8.1808 | 1.4808 | 19.0153 | 30.9229 | 84.4054 | 117.715 | 8.1808 | 1.4808 | 19.0153
U | d028m | 30.4549 | 72.7325 | 117.693 | 7.8318 | 1.4808 | 19.0153 | 30.9229 | 84.4054 | 117.715 | 8.1808 | 1.4808 | 19.0153 | 30.9229 | 84.4054 | 117.715 | 8.1808 | 1.4808 | 19.0153
U | d028n | 30.5634 | 74.214 | 117.694 | 7.8327 | 1.4808 | 19.0153 | 30.9229 | 84.4054 | 117.715 | 8.1808 | 1.4808 | 19.0153 | 30.9229 | 84.4054 | 117.715 | 8.1808 | 1.4808 | 19.0153
U | d028o | 29.4519 | 71.0793 | 117.693 | 7.8292 | 1.4808 | 19.0153 | 30.9229 | 84.4054 | 117.715 | 8.1808 | 1.4808 | 19.0153 | 30.9229 | 84.4054 | 117.715 | 8.1808 | 1.4808 | 19.0153
U | d028p | 30.1012 | 71.9793 | 117.693 | 7.8297 | 1.4808 | 19.0153 | 30.9229 | 84.4054 | 117.715 | 8.1808 | 1.4808 | 19.0153 | 30.9229 | 84.4054 | 117.715 | 8.1808 | 1.4808 | 19.0153
U | d028q | 29.853 | 70.5208 | 117.693 | 7.8278 | 1.4808 | 19.0153 | 30.9229 | 84.4054 | 117.715 | 8.1808 | 1.4808 | 19.0153 | 30.9229 | 84.4054 | 117.715 | 8.1808 | 1.4808 | 19.0153
U | d028r | 30.6705 | 71.9015 | 117.693 | 7.8294 | 1.4808 | 19.0153 | 30.9229 | 84.4054 | 117.715 | 8.1808 | 1.4808 | 19.0153 | 30.9229 | 84.4054 | 117.715 | 8.1808 | 1.4808 | 19.0153
U | d028s | 30.2376 | 70.0954 | 117.693 | 7.8266 | 1.4808 | 19.0153 | 30.9229 | 84.4054 | 117.715 | 8.1808 | 1.4808 | 19.0153 | 30.9229 | 84.4054 | 117.715 | 8.1808 | 1.4808 | 19.0153
U | d028t | 29.1318 | 66.6889 | 117.693 | 7.8261 | 1.4808 | 19.0153 | 30.9229 | 84.4054 | 117.715 | 8.1808 | 1.4808 | 19.0153 | 30.9229 | 84.4054 | 117.715 | 8.1808 | 1.4808 | 19.0153
U | d028u | 28.3531 | 65.543 | 117.692 | 7.8251 | 1.4808 | 19.0153 | 30.9229 | 84.4054 | 117.715 | 8.1808 | 1.4808 | 19.0153 | 30.9229 | 84.4054 | 117.715 | 8.1808 | 1.4808 | 19.0153
U | d028v | 24.6599 | 57.2454 | 116.454 | 7.8205 | 1.4808 | 18.8702 | 30.9229 | 84.4054 | 117.715 | 8.1808 | 1.4808 | 19.0153 | 30.9229 | 84.4054 | 117.715 | 8.1808 | 1.4808 | 19.0153
U | d028x | 23.2879 | 53.7828 | 115.237 | 7.8118 | 1.4808 | 18.86 | 30.9229 | 84.4054 | 117.715 | 8.1808 | 1.4808 | 19.0153 | 30.9229 | 84.4054 | 117.715 | 8.1808 | 1.4808 | 19.0153
U | d028y | 22.3161 | 53.7049 | 114.471 | 7.8094 | 1.4808 | 18.8562 | 30.9229 | 84.4054 | 117.715 | 8.1808 | 1.4808 | 19.0153 | 30.9229 | 84.4054 | 117.715 | 8.1808 | 1.4808 | 19.0153
U | d029a | 21.7108 | 54.0925 | 113.959 | 7.8077 | 1.4808 | 18.8581 | 30.9229 | 84.4054 | 117.715 | 8.1808 | 1.4808 | 19.0153 | 30.9229 | 84.4054 | 117.715 | 8.1808 | 1.4808 | 19.0153
U | d029b | 21.5515 | 53.8286 | 113.301 | 7.807 | 1.4808 | 18.856 | 30.9229 | 84.4054 | 117.715 | 8.1808 | 1.4808 | 19.0153 | 30.9229 | 84.4054 | 117.715 | 8.1808 | 1.4808 | 19.0153
U | d029c | 22.3718 | 60.5006 | 113.822 | 7.8078 | 1.4808 | 18.857 | 30.9229 | 84.4054 | 117.715 | 8.1808 | 1.4808 | 19.0153 | 30.9229 | 84.4054 | 117.715 | 8.1808 | 1.4808 | 19.0153
U | d029d | 22.426 | 61.4705 | 113.896 | 7.807 | 1.4808 | 18.8531 | 30.9229 | 84.4054 | 117.715 | 8.1808 | 1.4808 | 19.0153 | 30.9229 | 84.4054 | 117.715 | 8.1808 | 1.4808 | 19.0153
U | d029e | 23.0163 | 62.7925 | 113.631 | 7.8065 | 1.4808 | 18.8562 | 30.9229 | 84.4054 | 117.715 | 8.1808 | 1.4808 | 19.0153 | 30.9229 | 84.4054 | 117.715 | 8.1808 | 1.4808 | 19.0153
U | d029f | 24.177 | 64.869 | 113.498 | 7.8078 | 1.4808 | 18.8656 | 30.9229 | 84.4054 | 117.715 | 8.1808 | 1.4808 | 19.0153 | 30.9229 | 84.4054 | 117.715 | 8.1808 | 1.4808 | 19.0153
U | d029g | 25.8967 | 63.2388 | 113.285 | 7.8116 | 1.4808 | 18.8787 | 30.9229 | 84.4054 | 117.715 | 8.1808 | 1.4808 | 19.0153 | 30.9229 | 84.4054 | 117.715 | 8.1808 | 1.4808 | 19.0153
U | d029h | 27.2103 | 62.4774 | 113.077 | 7.8149 | 1.4808 | 18.9033 | 30.9229 | 84.4054 | 117.715 | 8.1808 | 1.4808 | 19.0153 | 30.9229 | 84.4054 | 117.715 | 8.1808 | 1.4808 | 19.0153
U | d029i | 28.5686 | 62.8064 | 113.141 | 7.8171 | 1.4808 | 18.9512 | 30.9229 | 84.4054 | 117.715 | 8.1808 | 1.4808 | 19.0153 | 30.9229 | 84.4054 | 117.715 | 8.1808 | 1.4808 | 19.0153
U | d029j | 28.6769 | 62.6262 | 113.191 | 7.8172 | 1.4808 | 19.0153 | 30.9229 | 84.4054 | 117.715 | 8.1808 | 1.4808 | 19.0153 | 30.9229 | 84.4054 | 117.715 | 8.1808 | 1.4808 | 19.0153
U | d029k | 27.8991 | 60.9667 | 113.307 | 7.8189 | 1.4808 | 19.0153 | 30.9229 | 84.4054 | 117.715 | 8.1808 | 1.4808 | 19.0153 | 30.9229 | 84.4054 | 117.715 | 8.1808 | 1.4808 | 19.0153
U | d029l | 29.034 | 66.3065 | 113.976 | 7.8203 | 1.4808 | 19.0153 | 30.9229 | 84.4054 | 117.715 | 8.1808 | 1.4808 | 19.0153 | 30.9229 | 84.4054 | 117.715 | 8.1808 | 1.4808 | 19.0153
U | d029m | 29.5176 | 67.4749 | 114.681 | 7.8217 | 1.4808 | 19.0153 | 30.9229 | 84.4054 | 117.715 | 8.1808 | 1.4808 | 19.0153 | 30.9229 | 84.4054 | 117.715 | 8.1808 | 1.4808 | 19.0153
U | d029n | 29.1784 | 68.8521 | 115.179 | 7.8232 | 1.4808 | 19.0153 | 30.9229 | 84.4054 | 117.715 | 8.1808 | 1.4808 | 19.0153 | 30.9229 | 84.4054 | 117.715 | 8.1808 | 1.4808 | 19.0153
U | d029o | 28.0764 | 67.0869 | 114.87 | 7.8225 | 1.4808 | 19.0153 | 30.9229 | 84.4054 | 117.715 | 8.1808 | 1.4808 | 19.0153 | 30.9229 | 84.4054 | 117.715 | 8.1808 | 1.4808 | 19.0153
U | d029p | 28.0486 | 68.9517 | 115.189 | 7.8226 | 1.4808 | 19.0153 | 30.9229 | 84.4054 | 117.715 | 8.1808 | 1.4808 | 19.0153 | 30.9229 | 84.4054 | 117.715 | 8.1808 | 1.4808 | 19.0153
U | d029q | 28.4281 | 70.1734 | 115.608 | 7.824 | 1.4808 | 19.0153 | 30.9229 | 84.4054 | 117.715 | 8.1808 | 1.4808 | 19.0153 | 30.9229 | 84.4054 | 117.715 | 8.1808 | 1.4808 | 19.0153
U | d029r | 28.7025 | 71.5323 | 116.094 | 7.8253 | 1.4808 | 19.0153 | 30.9229 | 84.4054 | 117.715 | 8.1808 | 1.4808 | 19.0153 | 30.9229 | 84.4054 | 117.715 | 8.1808 | 1.4808 | 19.0153
U | d029s | 27.3428 | 65.7272 | 114.975 | 7.8232 | 1.4808 | 19.0153 | 30.9229 | 84.4054 | 117.715 | 8.1808 | 1.4808 | 19.0153 | 30.9229 | 84.4054 | 117.715 | 8.1808 | 1.4808 | 19.0153
U | d029t | 26.526 | 61.3571 | 113.911 | 7.8224 | 1.4808 | 19.0153 | 30.9229 | 84.4054 | 117.715 | 8.1808 | 1.4808 | 19.0153 | 30.9229 | 84.4054 | 117.715 | 8.1808 | 1.4808 | 19.0153
U | d029u | 24.4707 | 55.6699 | 111.978 | 7.8209 | 1.4808 | 19.0153 | 30.9229 | 84.4054 | 117.715 | 8.1808 | 1.4808 | 19.0153 | 30.9229 | 84.4054 | 117.715 | 8.1808 | 1.4808 | 19.0153
U | d029v | 23.5539 | 50.6929 | 110.144 | 7.8183 | 1.4808 | 18.8894 | 30.9229 | 84.4054 | 117.715 | 8.1808 | 1.4808 | 19.0153 | 30.9229 | 84.4054 | 117.715 | 8.1808 | 1.4808 | 19.0153
U | d029x | 23.7154 | 51.5126 | 109.325 | 7.8113 | 1.4808 | 18.8732 | 30.9229 | 84.4054 | 117.715 | 8.1808 | 1.4808 | 19.0153 | 30.9229 | 84.4054 | 117.715 | 8.1808 | 1.4808 | 19.0153
U | d029y | 22.3011 | 46.9597 | 105.578 | 7.8059 | 1.4808 | 18.8586 | 30.9229 | 84.4054 | 117.715 | 8.1808 | 1.4808 | 19.0153 | 30.9229 | 84.4054 | 117.715 | 8.1808 | 1.4808 | 19.0153
U | d030a | 21.5318 | 45.7714 | 104.003 | 7.8008 | 1.4808 | 18.8571 | 30.9229 | 84.4054 | 117.715 | 8.1808 | 1.4808 | 19.0153 | 30.9229 | 84.4054 | 117.715 | 8.1808 | 1.4808 | 19.0153
U | d030b | 21.2659 | 46.4524 | 103.9 | 7.7974 | 1.4808 | 18.8558 | 30.9229 | 84.4054 | 117.715 | 8.1808 | 1.4808 | 19.0153 | 30.9229 | 84.4054 | 117.715 | 8.1808 | 1.4808 | 19.0153
U | d030c | 21.6226 | 50.5246 | 107.408 | 7.7989 | 1.4808 | 18.8563 | 30.9229 | 84.4054 | 117.715 | 8.1808 | 1.4808 | 19.0153 | 30.9229 | 84.4054 | 117.715 | 8.1808 | 1.4808 | 19.0153
U | d030d | 21.801 | 52.6143 | 108.669 | 7.7994 | 1.4808 | 18.8589 | 30.9229 | 84.4054 | 117.715 | 8.1808 | 1.4808 | 19.0153 | 30.9229 | 84.4054 | 117.715 | 8.1808 | 1.4808 | 19.0153
U | d030e | 22.2335 | 54.483 | 108.899 | 7.8006 | 1.4808 | 18.8655 | 30.9229 | 84.4054 | 117.715 | 8.1808 | 1.4808 | 19.0153 | 30.9229 | 84.4054 | 117.715 | 8.1808 | 1.4808 | 19.0153
U | d030f | 22.8655 | 57.5416 | 109.688 | 7.8055 | 1.4808 | 18.9021 | 30.9229 | 84.4054 | 117.715 | 8.1808 | 1.4808 | 19.0153 | 30.9229 | 84.4054 | 117.715 | 8.1808 | 1.4808 | 19.0153
U | d030g | 27.8586 | 64.0017 | 112.512 | 7.8157 | 1.4808 | 19.0153 | 30.9229 | 84.4054 | 117.715 | 8.1808 | 1.4808 | 19.0153 | 30.9229 | 84.4054 | 117.715 | 8.1808 | 1.4808 | 19.0153
U | d030h | 30.5957 | 71.2096 | 115.252 | 7.8255 | 1.4808 | 19.0153 | 30.9229 | 84.4054 | 117.715 | 8.1808 | 1.4808 | 19.0153 | 30.9229 | 84.4054 | 117.715 | 8.1808 | 1.4808 | 19.0153
U | d030i | 30.7473 | 69.3076 | 114.878 | 7.8299 | 1.4808 | 19.0153 | 30.9229 | 84.4054 | 117.715 | 8.1808 | 1.4808 | 19.0153 | 30.9229 | 84.4054 | 117.715 | 8.1808 | 1.4808 | 19.0153
U | d030j | 30.7206 | 66.3659 | 114.38 | 7.8292 | 1.4808 | 19.0153 | 30.9229 | 84.4054 | 117.715 | 8.1808 | 1.4808 | 19.0153 | 30.9229 | 84.4054 | 117.715 | 8.1808 | 1.4808 | 19.0153
U | d030k | 30.5793 | 67.45 | 114.052 | 7.8294 | 1.4808 | 19.0153 | 30.9229 | 84.4054 | 117.715 | 8.1808 | 1.4808 | 19.0153 | 30.9229 | 84.4054 | 117.715 | 8.1808 | 1.4808 | 19.0153
U | d030l | 30.6914 | 68.7163 | 113.831 | 7.8302 | 1.4808 | 19.0153 | 30.9229 | 84.4054 | 117.715 | 8.1808 | 1.4808 | 19.0153 | 30.9229 | 84.4054 | 117.715 | 8.1808 | 1.4808 | 19.0153
U | d030m | 30.6343 | 67.1764 | 112.711 | 7.8298 | 1.4808 | 19.0153 | 30.9229 | 84.4054 | 117.715 | 8.1808 | 1.4808 | 19.0153 | 30.9229 | 84.4054 | 117.715 | 8.1808 | 1.4808 | 19.0153
U | d030n | 30.6965 | 66.8026 | 110.611 | 7.8312 | 1.4808 | 19.0153 | 30.9229 | 84.4054 | 117.715 | 8.1808 | 1.4808 | 19.0153 | 30.9229 | 84.4054 | 117.715 | 8.1808 | 1.4808 | 19.0153
U | d030o | 30.7149 | 69.0006 | 111.565 | 7.8318 | 1.4808 | 19.0153 | 30.9229 | 84.4054 | 117.715 | 8.1808 | 1.4808 | 19.0153 | 30.9229 | 84.4054 | 117.715 | 8.1808 | 1.4808 | 19.0153
U | d030p | 30.7457 | 71.4754 | 113.414 | 7.8321 | 1.4808 | 19.0153 | 30.9229 | 84.4054 | 117.715 | 8.1808 | 1.4808 | 19.0153 | 30.9229 | 84.4054 | 117.715 | 8.1808 | 1.4808 | 19.0153
U | d030q | 30.8242 | 77.2291 | 115.196 | 7.8334 | 1.4808 | 19.0153 | 30.9229 | 84.4054 | 117.715 | 8.1808 | 1.4808 | 19.0153 | 30.9229 | 84.4054 | 117.715 | 8.1808 | 1.4808 | 19.0153
U | d030r | 30.7941 | 78.8363 | 115.752 | 7.8334 | 1.4808 | 19.0153 | 30.9229 | 84.4054 | 117.715 | 8.1808 | 1.4808 | 19.0153 | 30.9229 | 84.4054 | 117.715 | 8.1808 | 1.4808 | 19.0153
U | d030s | 30.5326 | 77.0226 | 114.813 | 7.8303 | 1.4808 | 19.0153 | 30.9229 | 84.4054 | 117.715 | 8.1808 | 1.4808 | 19.0153 | 30.9229 | 84.4054 | 117.715 | 8.1808 | 1.4808 | 19.0153
U | d030t | 30.0648 | 74.6972 | 113.951 | 7.8282 | 1.4808 | 19.0153 | 30.9229 | 84.4054 | 117.715 | 8.1808 | 1.4808 | 19.0153 | 30.9229 | 84.4054 | 117.715 | 8.1808 | 1.4808 | 19.0153
U | d030u | 29.6291 | 70.3659 | 112.711 | 7.8269 | 1.4808 | 19.0153 | 30.9229 | 84.4054 | 117.715 | 8.1808 | 1.4808 | 19.0153 | 30.9229 | 84.4054 | 117.715 | 8.1808 | 1.4808 | 19.0153
U | d030v | 27.3669 | 65.9309 | 111.7 | 7.8243 | 1.4808 | 19.0153 | 30.9229 | 84.4054 | 117.715 | 8.1808 | 1.4808 | 19.0153 | 30.9229 | 84.4054 | 117.715 | 8.1808 | 1.4808 | 19.0153
U | d030x | 25.6334 | 63.478 | 109.416 | 7.8175 | 1.4808 | 18.9117 | 30.9229 | 84.4054 | 117.715 | 8.1808 | 1.4808 | 19.0153 | 30.9229 | 84.4054 | 117.715 | 8.1808 | 1.4808 | 19.0153
U | d030y | 24.7408 | 60.8515 | 106.648 | 7.8146 | 1.4808 | 18.8843 | 30.9229 | 84.4054 | 117.715 | 8.1808 | 1.4808 | 19.0153 | 30.9229 | 84.4054 | 117.715 | 8.1808 | 1.4808 | 19.0153
U | d031a | 24.3302 | 58.8847 | 104.485 | 7.8117 | 1.4808 | 18.8812 | 30.9229 | 84.4054 | 117.715 | 8.1808 | 1.4808 | 19.0153 | 30.9229 | 84.4054 | 117.715 | 8.1808 | 1.4808 | 19.0153
U | d031b | 24.6284 | 59.5634 | 105.011 | 7.8113 | 1.4808 | 18.8792 | 30.9229 | 84.4054 | 117.715 | 8.1808 | 1.4808 | 19.0153 | 30.9229 | 84.4054 | 117.715 | 8.1808 | 1.4808 | 19.0153
U | d031c | 25.0613 | 62.4939 | 108.465 | 7.8125 | 1.4808 | 18.876 | 30.9229 | 84.4054 | 117.715 | 8.1808 | 1.4808 | 19.0153 | 30.9229 | 84.4054 | 117.715 | 8.1808 | 1.4808 | 19.0153
U | d031d | 25.6669 | 65.4665 | 110.686 | 7.8152 | 1.4808 | 18.8792 | 30.9229 | 84.4054 | 117.715 | 8.1808 | 1.4808 | 19.0153 | 30.9229 | 84.4054 | 117.715 | 8.1808 | 1.4808 | 19.0153
U | d031e | 26.0957 | 67.4591 | 109.991 | 7.8148 | 1.4808 | 18.9132 | 30.9229 | 84.4054 | 117.715 | 8.1808 | 1.4808 | 19.0153 | 30.9229 | 84.4054 | 117.715 | 8.1808 | 1.4808 | 19.0153
U | d031f | 29.6146 | 72.3356 | 112.406 | 7.8218 | 1.4808 | 19.0153 | 30.9229 | 84.4054 | 117.715 | 8.1808 | 1.4808 | 19.0153 | 30.9229 | 84.4054 | 117.715 | 8.1808 | 1.4808 | 19.0153
U | d031g | 30.9229 | 79.9181 | 114.905 | 7.8399 | 1.4808 | 19.0153 | 30.9229 | 84.4054 | 117.715 | 8.1808 | 1.4808 | 19.0153 | 30.9229 | 84.4054 | 117.715 | 8.1808 | 1.4808 | 19.0153
U | d031h | 30.9229 | 82.5961 | 116.049 | 7.8613 | 1.4808 | 19.0153 | 30.9229 | 84.4054 | 117.715 | 8.1808 | 1.4808 | 19.0153 | 30.9229 | 84.4054 | 117.715 | 8.1808 | 1.4808 | 19.0153
U | d031i | 30.9229 | 82.3676 | 115.542 | 7.8825 | 1.4808 | 19.0153 | 30.9229 | 84.4054 | 117.715 | 8.1808 | 1.4808 | 19.0153 | 30.9229 | 84.4054 | 117.715 | 8.1808 | 1.4808 | 19.0153
U | d031j | 30.9229 | 81.4902 | 114.79 | 7.8747 | 1.4808 | 19.0153 | 30.9229 | 84.4054 | 117.715 | 8.1808 | 1.4808 | 19.0153 | 30.9229 | 84.4054 | 117.715 | 8.1808 | 1.4808 | 19.0153
U | d031k | 30.9229 | 76.8667 | 112.309 | 7.8502 | 1.4808 | 19.0153 | 30.9229 | 84.4054 | 117.715 | 8.1808 | 1.4808 | 19.0153 | 30.9229 | 84.4054 | 117.715 | 8.1808 | 1.4808 | 19.0153
U | d031l | 30.9229 | 78.0512 | 113 | 7.8489 | 1.4808 | 19.0153 | 30.9229 | 84.4054 | 117.715 | 8.1808 | 1.4808 | 19.0153 | 30.9229 | 84.4054 | 117.715 | 8.1808 | 1.4808 | 19.0153
U | d031m | 30.9229 | 79.2354 | 113.963 | 7.8541 | 1.4808 | 19.0153 | 30.9229 | 84.4054 | 117.715 | 8.1808 | 1.4808 | 19.0153 | 30.9229 | 84.4054 | 117.715 | 8.1808 | 1.4808 | 19.0153
U | d031n | 30.9229 | 76.9608 | 112.785 | 7.8483 | 1.4808 | 19.0153 | 30.9229 | 84.4054 | 117.715 | 8.1808 | 1.4808 | 19.0153 | 30.9229 | 84.4054 | 117.715 | 8.1808 | 1.4808 | 19.0153
U | d031o | 30.9229 | 77.0781 | 112.497 | 7.8492 | 1.4808 | 19.0153 | 30.9229 | 84.4054 | 117.715 | 8.1808 | 1.4808 | 19.0153 | 30.9229 | 84.4054 | 117.715 | 8.1808 | 1.4808 | 19.0153
U | d031p | 30.9229 | 78.2528 | 113.422 | 7.8554 | 1.4808 | 19.0153 | 30.9229 | 84.4054 | 117.715 | 8.1808 | 1.4808 | 19.0153 | 30.9229 | 84.4054 | 117.715 | 8.1808 | 1.4808 | 19.0153
U | d031q | 30.9229 | 81.6166 | 115.745 | 7.8822 | 1.4808 | 19.0153 | 30.9229 | 84.4054 | 117.715 | 8.1808 | 1.4808 | 19.0153 | 30.9229 | 84.4054 | 117.715 | 8.1808 | 1.4808 | 19.0153
U | d031r | 30.9229 | 82.4193 | 117.344 | 7.8895 | 1.4808 | 19.0153 | 30.9229 | 84.4054 | 117.715 | 8.1808 | 1.4808 | 19.0153 | 30.9229 | 84.4054 | 117.715 | 8.1808 | 1.4808 | 19.0153
U | d031s | 30.9229 | 78.2194 | 115.649 | 7.8536 | 1.4808 | 19.0153 | 30.9229 | 84.4054 | 117.715 | 8.1808 | 1.4808 | 19.0153 | 30.9229 | 84.4054 | 117.715 | 8.1808 | 1.4808 | 19.0153
U | d031t | 30.9229 | 70.3346 | 113.991 | 7.8419 | 1.4808 | 19.0153 | 30.9229 | 84.4054 | 117.715 | 8.1808 | 1.4808 | 19.0153 | 30.9229 | 84.4054 | 117.715 | 8.1808 | 1.4808 | 19.0153
U | d031u | 30.9229 | 62.1616 | 111.579 | 7.8283 | 1.4808 | 19.0153 | 30.9229 | 84.4054 | 117.715 | 8.1808 | 1.4808 | 19.0153 | 30.9229 | 84.4054 | 117.715 | 8.1808 | 1.4808 | 19.0153
U | d031v | 29.1778 | 57.8716 | 109.495 | 7.8217 | 1.4808 | 19.0153 | 30.9229 | 84.4054 | 117.715 | 8.1808 | 1.4808 | 19.0153 | 30.9229 | 84.4054 | 117.715 | 8.1808 | 1.4808 | 19.0153
U | d031x | 25.902 | 50.1774 | 102.111 | 7.812 | 1.4808 | 18.9 | 30.9229 | 84.4054 | 117.715 | 8.1808 | 1.4808 | 19.0153 | 30.9229 | 84.4054 | 117.715 | 8.1808 | 1.4808 | 19.0153
U | d031y | 25.0348 | 49.7657 | 100.862 | 7.8093 | 1.4808 | 18.8865 | 30.9229 | 84.4054 | 117.715 | 8.1808 | 1.4808 | 19.0153 | 30.9229 | 84.4054 | 117.715 | 8.1808 | 1.4808 | 19.0153
U | d032a | 23.4812 | 45.5973 | 97.6376 | 7.8047 | 1.4808 | 18.8784 | 30.9229 | 84.4054 | 117.715 | 8.1808 | 1.4808 | 19.0153 | 30.9229 | 84.4054 | 117.715 | 8.1808 | 1.4808 | 19.0153
U | d032b | 23.2853 | 46.2986 | 98.6263 | 7.8034 | 1.4808 | 18.8755 | 30.9229 | 84.4054 | 117.715 | 8.1808 | 1.4808 | 19.0153 | 30.9229 | 84.4054 | 117.715 | 8.1808 | 1.4808 | 19.0153
U | d032c | 23.4401 | 48.8375 | 102.605 | 7.8049 | 1.4808 | 18.8749 | 30.9229 | 84.4054 | 117.715 | 8.1808 | 1.4808 | 19.0153 | 30.9229 | 84.4054 | 117.715 | 8.1808 | 1.4808 | 19.0153
U | d032d | 23.2596 | 51.6236 | 105.506 | 7.8058 | 1.4808 | 18.8745 | 30.9229 | 84.4054 | 117.715 | 8.1808 | 1.4808 | 19.0153 | 30.9229 | 84.4054 | 117.715 | 8.1808 | 1.4808 | 19.0153
U | d032e | 23.2117 | 52.711 | 106.037 | 7.8058 | 1.4808 | 18.9003 | 30.9229 | 84.4054 | 117.715 | 8.1808 | 1.4808 | 19.0153 | 30.9229 | 84.4054 | 117.715 | 8.1808 | 1.4808 | 19.0153
U | d032f | 26.7133 | 57.7274 | 109.984 | 7.8149 | 1.4808 | 19.0153 | 30.9229 | 84.4054 | 117.715 | 8.1808 | 1.4808 | 19.0153 | 30.9229 | 84.4054 | 117.715 | 8.1808 | 1.4808 | 19.0153
U | d032g | 30.5684 | 67.5041 | 113.812 | 7.8252 | 1.4808 | 19.0153 | 30.9229 | 84.4054 | 117.715 | 8.1808 | 1.4808 | 19.0153 | 30.9229 | 84.4054 | 117.715 | 8.1808 | 1.4808 | 19.0153
U | d032h | 30.9229 | 74.1711 | 115.467 | 7.8388 | 1.4808 | 19.0153 | 30.9229 | 84.4054 | 117.715 | 8.1808 | 1.4808 | 19.0153 | 30.9229 | 84.4054 | 117.715 | 8.1808 | 1.4808 | 19.0153
U | d032i | 30.9229 | 73.6057 | 114.726 | 7.8455 | 1.4808 | 19.0153 | 30.9229 | 84.4054 | 117.715 | 8.1808 | 1.4808 | 19.0153 | 30.9229 | 84.4054 | 117.715 | 8.1808 | 1.4808 | 19.0153
U | d032j | 30.9229 | 68.218 | 112.562 | 7.84 | 1.4808 | 19.0153 | 30.9229 | 84.4054 | 117.715 | 8.1808 | 1.4808 | 19.0153 | 30.9229 | 84.4054 | 117.715 | 8.1808 | 1.4808 | 19.0153
U | d032k | 30.9229 | 69.1162 | 112.983 | 7.8435 | 1.4808 | 19.0153 | 30.9229 | 84.4054 | 117.715 | 8.1808 | 1.4808 | 19.0153 | 30.9229 | 84.4054 | 117.715 | 8.1808 | 1.4808 | 19.0153
U | d032l | 30.9229 | 64.391 | 111.18 | 7.8415 | 1.4808 | 19.0153 | 30.9229 | 84.4054 | 117.715 | 8.1808 | 1.4808 | 19.0153 | 30.9229 | 84.4054 | 117.715 | 8.1808 | 1.4808 | 19.0153
U | d032m | 30.9229 | 63.3815 | 111.935 | 7.8419 | 1.4808 | 19.0153 | 30.9229 | 84.4054 | 117.715 | 8.1808 | 1.4808 | 19.0153 | 30.9229 | 84.4054 | 117.715 | 8.1808 | 1.4808 | 19.0153
U | d032n | 30.9229 | 70.2733 | 114.695 | 7.8479 | 1.4808 | 19.0153 | 30.9229 | 84.4054 | 117.715 | 8.1808 | 1.4808 | 19.0153 | 30.9229 | 84.4054 | 117.715 | 8.1808 | 1.4808 | 19.0153
U | d032o | 30.9229 | 67.9052 | 114.133 | 7.842 | 1.4808 | 19.0153 | 30.9229 | 84.4054 | 117.715 | 8.1808 | 1.4808 | 19.0153 | 30.9229 | 84.4054 | 117.715 | 8.1808 | 1.4808 | 19.0153
U | d032p | 30.9229 | 74.9298 | 115.595 | 7.8481 | 1.4808 | 19.0153 | 30.9229 | 84.4054 | 117.715 | 8.1808 | 1.4808 | 19.0153 | 30.9229 | 84.4054 | 117.715 | 8.1808 | 1.4808 | 19.0153
U | d032q | 30.9229 | 80.9696 | 117.471 | 7.8508 | 1.4808 | 19.0153 | 30.9229 | 84.4054 | 117.715 | 8.1808 | 1.4808 | 19.0153 | 30.9229 | 84.4054 | 117.715 | 8.1808 | 1.4808 | 19.0153
U | d032r | 30.888 | 81.8201 | 117.715 | 7.8391 | 1.4808 | 19.0153 | 30.9229 | 84.4054 | 117.715 | 8.1808 | 1.4808 | 19.0153 | 30.9229 | 84.4054 | 117.715 | 8.1808 | 1.4808 | 19.0153
U | d032s | 29.9061 | 75.9119 | 116.002 | 7.8327 | 1.4808 | 19.0153 | 30.9229 | 84.4054 | 117.715 | 8.1808 | 1.4808 | 19.0153 | 30.9229 | 84.4054 | 117.715 | 8.1808 | 1.4808 | 19.0153
U | d032t | 28.7913 | 72.1099 | 115.437 | 7.8288 | 1.4808 | 19.0153 | 30.9229 | 84.4054 | 117.715 | 8.1808 | 1.4808 | 19.0153 | 30.9229 | 84.4054 | 117.715 | 8.1808 | 1.4808 | 19.0153
U | d032u | 27.1665 | 65.6164 | 114.216 | 7.8246 | 1.4808 | 19.0153 | 30.9229 | 84.4054 | 117.715 | 8.1808 | 1.4808 | 19.0153 | 30.9229 | 84.4054 | 117.715 | 8.1808 | 1.4808 | 19.0153
U | d032v | 23.372 | 60.7733 | 112.735 | 7.8186 | 1.4808 | 19.0153 | 30.9229 | 84.4054 | 117.715 | 8.1808 | 1.4808 | 19.0153 | 30.9229 | 84.4054 | 117.715 | 8.1808 | 1.4808 | 19.0153
U | d032x | 21.8645 | 56.6574 | 109.387 | 7.8105 | 1.4808 | 18.8937 | 30.9229 | 84.4054 | 117.715 | 8.1808 | 1.4808 | 19.0153 | 30.9229 | 84.4054 | 117.715 | 8.1808 | 1.4808 | 19.0153
U | d032y | 21.0222 | 56.717 | 107.241 | 7.806 | 1.4808 | 18.8793 | 30.9229 | 84.4054 | 117.715 | 8.1808 | 1.4808 | 19.0153 | 30.9229 | 84.4054 | 117.715 | 8.1808 | 1.4808 | 19.0153
U | d033a | 20.1808 | 55.4124 | 105.392 | 7.8009 | 1.4808 | 18.8762 | 30.9229 | 84.4054 | 117.715 | 8.1808 | 1.4808 | 19.0153 | 30.9229 | 84.4054 | 117.715 | 8.1808 | 1.4808 | 19.0153
U | d033b | 20.2907 | 56.9148 | 106.369 | 7.8 | 1.4808 | 18.8743 | 30.9229 | 84.4054 | 117.715 | 8.1808 | 1.4808 | 19.0153 | 30.9229 | 84.4054 | 117.715 | 8.1808 | 1.4808 | 19.0153
U | d033c | 20.7198 | 60.358 | 108.461 | 7.801 | 1.4808 | 18.8724 | 30.9229 | 84.4054 | 117.715 | 8.1808 | 1.4808 | 19.0153 | 30.9229 | 84.4054 | 117.715 | 8.1808 | 1.4808 | 19.0153
U | d033d | 21.7201 | 64.0693 | 110.61 | 7.804 | 1.4808 | 18.8733 | 30.9229 | 84.4054 | 117.715 | 8.1808 | 1.4808 | 19.0153 | 30.9229 | 84.4054 | 117.715 | 8.1808 | 1.4808 | 19.0153
U | d033e | 21.7948 | 67.4062 | 111.468 | 7.8044 | 1.4808 | 18.894 | 30.9229 | 84.4054 | 117.715 | 8.1808 | 1.4808 | 19.0153 | 30.9229 | 84.4054 | 117.715 | 8.1808 | 1.4808 | 19.0153
U | d033f | 25.9167 | 73.207 | 114.389 | 7.814 | 1.4808 | 19.0153 | 30.9229 | 84.4054 | 117.715 | 8.1808 | 1.4808 | 19.0153 | 30.9229 | 84.4054 | 117.715 | 8.1808 | 1.4808 | 19.0153
U | d033g | 30.6987 | 80.7187 | 116.829 | 7.8249 | 1.4808 | 19.0153 | 30.9229 | 84.4054 | 117.715 | 8.1808 | 1.4808 | 19.0153 | 30.9229 | 84.4054 | 117.715 | 8.1808 | 1.4808 | 19.0153
U | d033h | 30.9229 | 83.4393 | 117.715 | 7.8422 | 1.4808 | 19.0153 | 30.9229 | 84.4054 | 117.715 | 8.1808 | 1.4808 | 19.0153 | 30.9229 | 84.4054 | 117.715 | 8.1808 | 1.4808 | 19.0153
U | d033i | 30.9229 | 83.5909 | 117.715 | 7.8495 | 1.4808 | 19.0153 | 30.9229 | 84.4054 | 117.715 | 8.1808 | 1.4808 | 19.0153 | 30.9229 | 84.4054 | 117.715 | 8.1808 | 1.4808 | 19.0153
U | d033j | 30.9229 | 83.4751 | 117.715 | 7.8505 | 1.4808 | 19.0153 | 30.9229 | 84.4054 | 117.715 | 8.1808 | 1.4808 | 19.0153 | 30.9229 | 84.4054 | 117.715 | 8.1808 | 1.4808 | 19.0153
U | d033k | 30.9229 | 83.4762 | 117.715 | 7.8527 | 1.4808 | 19.0153 | 30.9229 | 84.4054 | 117.715 | 8.1808 | 1.4808 | 19.0153 | 30.9229 | 84.4054 | 117.715 | 8.1808 | 1.4808 | 19.0153
U | d033l | 30.9229 | 83.4675 | 117.715 | 7.8549 | 1.4808 | 19.0153 | 30.9229 | 84.4054 | 117.715 | 8.1808 | 1.4808 | 19.0153 | 30.9229 | 84.4054 | 117.715 | 8.1808 | 1.4808 | 19.0153
U | d033m | 30.9229 | 83.4738 | 117.715 | 7.8617 | 1.4808 | 19.0153 | 30.9229 | 84.4054 | 117.715 | 8.1808 | 1.4808 | 19.0153 | 30.9229 | 84.4054 | 117.715 | 8.1808 | 1.4808 | 19.0153
U | d033n | 30.9229 | 83.5789 | 117.715 | 7.8662 | 1.4808 | 19.0153 | 30.9229 | 84.4054 | 117.715 | 8.1808 | 1.4808 | 19.0153 | 30.9229 | 84.4054 | 117.715 | 8.1808 | 1.4808 | 19.0153
U | d033o | 30.9229 | 83.3129 | 117.715 | 7.8606 | 1.4808 | 19.0153 | 30.9229 | 84.4054 | 117.715 | 8.1808 | 1.4808 | 19.0153 | 30.9229 | 84.4054 | 117.715 | 8.1808 | 1.4808 | 19.0153
U | d033p | 30.9229 | 83.4014 | 117.715 | 7.8639 | 1.4808 | 19.0153 | 30.9229 | 84.4054 | 117.715 | 8.1808 | 1.4808 | 19.0153 | 30.9229 | 84.4054 | 117.715 | 8.1808 | 1.4808 | 19.0153
U | d033q | 30.9229 | 84.1265 | 117.715 | 7.8736 | 1.4808 | 19.0153 | 30.9229 | 84.4054 | 117.715 | 8.1808 | 1.4808 | 19.0153 | 30.9229 | 84.4054 | 117.715 | 8.1808 | 1.4808 | 19.0153
U | d033r | 30.9229 | 83.4184 | 117.715 | 7.86 | 1.4808 | 19.0153 | 30.9229 | 84.4054 | 117.715 | 8.1808 | 1.4808 | 19.0153 | 30.9229 | 84.4054 | 117.715 | 8.1808 | 1.4808 | 19.0153
U | d033s | 30.9229 | 83.1071 | 117.715 | 7.8693 | 1.4808 | 19.0153 | 30.9229 | 84.4054 | 117.715 | 8.1808 | 1.4808 | 19.0153 | 30.9229 | 84.4054 | 117.715 | 8.1808 | 1.4808 | 19.0153
U | d033t | 30.9229 | 78.2655 | 117.682 | 7.8459 | 1.4808 | 19.0153 | 30.9229 | 84.4054 | 117.715 | 8.1808 | 1.4808 | 19.0153 | 30.9229 | 84.4054 | 117.715 | 8.1808 | 1.4808 | 19.0153
U | d033u | 30.4605 | 71.9738 | 117.095 | 7.8358 | 1.4808 | 19.0153 | 30.9229 | 84.4054 | 117.715 | 8.1808 | 1.4808 | 19.0153 | 30.9229 | 84.4054 | 117.715 | 8.1808 | 1.4808 | 19.0153
U | d033v | 28.2553 | 67.8784 | 116.945 | 7.8302 | 1.4808 | 19.0153 | 30.9229 | 84.4054 | 117.715 | 8.1808 | 1.4808 | 19.0153 | 30.9229 | 84.4054 | 117.715 | 8.1808 | 1.4808 | 19.0153
U | d033x | 26.8542 | 66.1706 | 114.798 | 7.8227 | 1.4808 | 18.8947 | 30.9229 | 84.4054 | 117.715 | 8.1808 | 1.4808 | 19.0153 | 30.9229 | 84.4054 | 117.715 | 8.1808 | 1.4808 | 19.0153
U | d033y | 25.8693 | 63.4706 | 113.237 | 7.8191 | 1.4808 | 18.879 | 30.9229 | 84.4054 | 117.715 | 8.1808 | 1.4808 | 19.0153 | 30.9229 | 84.4054 | 117.715 | 8.1808 | 1.4808 | 19.0153
U | d034a | 25.4926 | 62.3665 | 112.85 | 7.8161 | 1.4808 | 18.8787 | 30.9229 | 84.4054 | 117.715 | 8.1808 | 1.4808 | 19.0153 | 30.9229 | 84.4054 | 117.715 | 8.1808 | 1.4808 | 19.0153
U | d034b | 25.7931 | 61.9131 | 113.218 | 7.8144 | 1.4808 | 18.8737 | 30.9229 | 84.4054 | 117.715 | 8.1808 | 1.4808 | 19.0153 | 30.9229 | 84.4054 | 117.715 | 8.1808 | 1.4808 | 19.0153
U | d034c | 26.2367 | 66.1273 | 115.9 | 7.8148 | 1.4808 | 18.8732 | 30.9229 | 84.4054 | 117.715 | 8.1808 | 1.4808 | 19.0153 | 30.9229 | 84.4054 | 117.715 | 8.1808 | 1.4808 | 19.0153
U | d034d | 26.4916 | 69.132 | 116.904 | 7.8156 | 1.4808 | 18.8728 | 30.9229 | 84.4054 | 117.715 | 8.1808 | 1.4808 | 19.0153 | 30.9229 | 84.4054 | 117.715 | 8.1808 | 1.4808 | 19.0153
U | d034e | 26.8321 | 72.4138 | 116.986 | 7.8143 | 1.4808 | 18.8942 | 30.9229 | 84.4054 | 117.715 | 8.1808 | 1.4808 | 19.0153 | 30.9229 | 84.4054 | 117.715 | 8.1808 | 1.4808 | 19.0153
U | d034f | 29.8463 | 77.3178 | 117.109 | 7.8213 | 1.4808 | 19.0153 | 30.9229 | 84.4054 | 117.715 | 8.1808 | 1.4808 | 19.0153 | 30.9229 | 84.4054 | 117.715 | 8.1808 | 1.4808 | 19.0153
U | d034g | 30.9229 | 82.4418 | 117.234 | 7.8379 | 1.4808 | 19.0153 | 30.9229 | 84.4054 | 117.715 | 8.1808 | 1.4808 | 19.0153 | 30.9229 | 84.4054 | 117.715 | 8.1808 | 1.4808 | 19.0153
U | d034h | 30.9229 | 83.3695 | 117.357 | 7.8579 | 1.4808 | 19.0153 | 30.9229 | 84.4054 | 117.715 | 8.1808 | 1.4808 | 19.0153 | 30.9229 | 84.4054 | 117.715 | 8.1808 | 1.4808 | 19.0153
U | d034i | 30.9229 | 83.5804 | 117.337 | 7.8833 | 1.4808 | 19.0153 | 30.9229 | 84.4054 | 117.715 | 8.1808 | 1.4808 | 19.0153 | 30.9229 | 84.4054 | 117.715 | 8.1808 | 1.4808 | 19.0153
U | d034j | 30.9229 | 83.1481 | 117.197 | 7.8762 | 1.4808 | 19.0153 | 30.9229 | 84.4054 | 117.715 | 8.1808 | 1.4808 | 19.0153 | 30.9229 | 84.4054 | 117.715 | 8.1808 | 1.4808 | 19.0153
U | d034k | 30.9229 | 82.9149 | 117.127 | 7.8831 | 1.4808 | 19.0153 | 30.9229 | 84.4054 | 117.715 | 8.1808 | 1.4808 | 19.0153 | 30.9229 | 84.4054 | 117.715 | 8.1808 | 1.4808 | 19.0153
U | d034l | 30.9229 | 83.1613 | 117.154 | 7.9095 | 1.4808 | 19.0153 | 30.9229 | 84.4054 | 117.715 | 8.1808 | 1.4808 | 19.0153 | 30.9229 | 84.4054 | 117.715 | 8.1808 | 1.4808 | 19.0153
U | d034m | 30.9229 | 83.265 | 117.177 | 7.9158 | 1.4808 | 19.0153 | 30.9229 | 84.4054 | 117.715 | 8.1808 | 1.4808 | 19.0153 | 30.9229 | 84.4054 | 117.715 | 8.1808 | 1.4808 | 19.0153
U | d034n | 30.9229 | 83.5231 | 117.231 | 7.9108 | 1.4808 | 19.0153 | 30.9229 | 84.4054 | 117.715 | 8.1808 | 1.4808 | 19.0153 | 30.9229 | 84.4054 | 117.715 | 8.1808 | 1.4808 | 19.0153
U | d034o | 30.9229 | 84.2865 | 117.715 | 7.9371 | 1.4808 | 19.0153 | 30.9229 | 84.4054 | 117.715 | 8.1808 | 1.4808 | 19.0153 | 30.9229 | 84.4054 | 117.715 | 8.1808 | 1.4808 | 19.0153
U | d034p | 30.9229 | 84.4054 | 117.715 | 8.1808 | 1.4808 | 19.0153 | 30.9229 | 84.4054 | 117.715 | 8.1808 | 1.4808 | 19.0153 | 30.9229 | 84.4054 | 117.715 | 8.1808 | 1.4808 | 19.0153
U | d034q | 30.9229 | 84.4054 | 117.715 | 8.1808 | 1.4808 | 19.0153 | 30.9229 | 84.4054 | 117.715 | 8.1808 | 1.4808 | 19.0153 | 30.9229 | 84.4054 | 117.715 | 8.1808 | 1.4808 | 19.0153
U | d034r | 30.9229 | 84.4054 | 117.715 | 8.1808 | 1.4808 | 19.0153 | 30.9229 | 84.4054 | 117.715 | 8.1808 | 1.4808 | 19.0153 | 30.9229 | 84.4054 | 117.715 | 8.1808 | 1.4808 | 19.0153
U | d034s | 30.9229 | 83.9741 | 117.715 | 7.8616 | 1.4808 | 19.0153 | 30.9229 | 84.4054 | 117.715 | 8.1808 | 1.4808 | 19.0153 | 30.9229 | 84.4054 | 117.715 | 8.1808 | 1.4808 | 19.0153
U | d034t | 30.9229 | 82.7681 | 117.237 | 7.8402 | 1.4808 | 19.0153 | 30.9229 | 84.4054 | 117.715 | 8.1808 | 1.4808 | 19.0153 | 30.9229 | 84.4054 | 117.715 | 8.1808 | 1.4808 | 19.0153
U | d034u | 30.4573 | 79.0375 | 116.905 | 7.8299 | 1.4808 | 19.0153 | 30.9229 | 84.4054 | 117.715 | 8.1808 | 1.4808 | 19.0153 | 30.9229 | 84.4054 | 117.715 | 8.1808 | 1.4808 | 19.0153
U | d034v | 29.8585 | 75.9018 | 116.578 | 7.8246 | 1.4808 | 18.9139 | 30.9229 | 84.4054 | 117.715 | 8.1808 | 1.4808 | 19.0153 | 30.9229 | 84.4054 | 117.715 | 8.1808 | 1.4808 | 19.0153
U | d034x | 29.3151 | 72.2518 | 115.471 | 7.8186 | 1.4808 | 18.8824 | 30.9229 | 84.4054 | 117.715 | 8.1808 | 1.4808 | 19.0153 | 30.9229 | 84.4054 | 117.715 | 8.1808 | 1.4808 | 19.0153
U | d034y | 28.8624 | 69.8288 | 114.335 | 7.8159 | 1.4808 | 18.874 | 30.9229 | 84.4054 | 117.715 | 8.1808 | 1.4808 | 19.0153 | 30.9229 | 84.4054 | 117.715 | 8.1808 | 1.4808 | 19.0153
U | d035a | 28.4347 | 67.4415 | 113.602 | 7.8132 | 1.4808 | 18.8739 | 30.9229 | 84.4054 | 117.715 | 8.1808 | 1.4808 | 19.0153 | 30.9229 | 84.4054 | 117.715 | 8.1808 | 1.4808 | 19.0153
U | d035b | 28.5375 | 67.9724 | 113.794 | 7.8128 | 1.4808 | 18.8715 | 30.9229 | 84.4054 | 117.715 | 8.1808 | 1.4808 | 19.0153 | 30.9229 | 84.4054 | 117.715 | 8.1808 | 1.4808 | 19.0153
U | d035c | 28.8475 | 71.2703 | 115.416 | 7.8132 | 1.4808 | 18.87 | 30.9229 | 84.4054 | 117.715 | 8.1808 | 1.4808 | 19.0153 | 30.9229 | 84.4054 | 117.715 | 8.1808 | 1.4808 | 19.0153
U | d035d | 29.1501 | 73.6139 | 116.001 | 7.8142 | 1.4808 | 18.8711 | 30.9229 | 84.4054 | 117.715 | 8.1808 | 1.4808 | 19.0153 | 30.9229 | 84.4054 | 117.715 | 8.1808 | 1.4808 | 19.0153
U | d035e | 29.2147 | 75.1285 | 115.991 | 7.8133 | 1.4808 | 18.888 | 30.9229 | 84.4054 | 117.715 | 8.1808 | 1.4808 | 19.0153 | 30.9229 | 84.4054 | 117.715 | 8.1808 | 1.4808 | 19.0153
U | d035f | 30.3483 | 77.9863 | 116.257 | 7.819 | 1.4808 | 19.0153 | 30.9229 | 84.4054 | 117.715 | 8.1808 | 1.4808 | 19.0153 | 30.9229 | 84.4054 | 117.715 | 8.1808 | 1.4808 | 19.0153
U | d035g | 30.8112 | 79.9802 | 116.421 | 7.8247 | 1.4808 | 19.0153 | 30.9229 | 84.4054 | 117.715 | 8.1808 | 1.4808 | 19.0153 | 30.9229 | 84.4054 | 117.715 | 8.1808 | 1.4808 | 19.0153
U | d035h | 30.9229 | 80.8617 | 116.483 | 7.8286 | 1.4808 | 19.0153 | 30.9229 | 84.4054 | 117.715 | 8.1808 | 1.4808 | 19.0153 | 30.9229 | 84.4054 | 117.715 | 8.1808 | 1.4808 | 19.0153
U | d035i | 30.9229 | 81.6474 | 116.426 | 7.8354 | 1.4808 | 19.0153 | 30.9229 | 84.4054 | 117.715 | 8.1808 | 1.4808 | 19.0153 | 30.9229 | 84.4054 | 117.715 | 8.1808 | 1.4808 | 19.0153
U | d035j | 30.9229 | 81.2266 | 116.147 | 7.838 | 1.4808 | 19.0153 | 30.9229 | 84.4054 | 117.715 | 8.1808 | 1.4808 | 19.0153 | 30.9229 | 84.4054 | 117.715 | 8.1808 | 1.4808 | 19.0153
U | d035k | 30.9229 | 82.1582 | 116.154 | 7.8459 | 1.4808 | 19.0153 | 30.9229 | 84.4054 | 117.715 | 8.1808 | 1.4808 | 19.0153 | 30.9229 | 84.4054 | 117.715 | 8.1808 | 1.4808 | 19.0153
U | d035l | 30.9229 | 81.3282 | 116.281 | 7.8432 | 1.4808 | 19.0153 | 30.9229 | 84.4054 | 117.715 | 8.1808 | 1.4808 | 19.0153 | 30.9229 | 84.4054 | 117.715 | 8.1808 | 1.4808 | 19.0153
U | d035m | 30.9229 | 81.8725 | 116.19 | 7.8442 | 1.4808 | 19.0153 | 30.9229 | 84.4054 | 117.715 | 8.1808 | 1.4808 | 19.0153 | 30.9229 | 84.4054 | 117.715 | 8.1808 | 1.4808 | 19.0153
U | d035n | 30.9229 | 81.8328 | 116.205 | 7.8414 | 1.4808 | 19.0153 | 30.9229 | 84.4054 | 117.715 | 8.1808 | 1.4808 | 19.0153 | 30.9229 | 84.4054 | 117.715 | 8.1808 | 1.4808 | 19.0153
U | d035o | 30.9229 | 83.1328 | 116.506 | 7.8442 | 1.4808 | 19.0153 | 30.9229 | 84.4054 | 117.715 | 8.1808 | 1.4808 | 19.0153 | 30.9229 | 84.4054 | 117.715 | 8.1808 | 1.4808 | 19.0153
U | d035p | 30.9229 | 83.1653 | 116.704 | 7.8415 | 1.4808 | 19.0153 | 30.9229 | 84.4054 | 117.715 | 8.1808 | 1.4808 | 19.0153 | 30.9229 | 84.4054 | 117.715 | 8.1808 | 1.4808 | 19.0153
U | d035q | 30.9229 | 83.2927 | 117.21 | 7.8405 | 1.4808 | 19.0153 | 30.9229 | 84.4054 | 117.715 | 8.1808 | 1.4808 | 19.0153 | 30.9229 | 84.4054 | 117.715 | 8.1808 | 1.4808 | 19.0153
U | d035r | 30.9229 | 84.1798 | 117.694 | 7.8529 | 1.4808 | 19.0153 | 30.9229 | 84.4054 | 117.715 | 8.1808 | 1.4808 | 19.0153 | 30.9229 | 84.4054 | 117.715 | 8.1808 | 1.4808 | 19.0153
U | d035s | 30.9229 | 82.2724 | 116.789 | 7.8392 | 1.4808 | 19.0153 | 30.9229 | 84.4054 | 117.715 | 8.1808 | 1.4808 | 19.0153 | 30.9229 | 84.4054 | 117.715 | 8.1808 | 1.4808 | 19.0153
U | d035t | 30.9229 | 80.8711 | 116.448 | 7.8361 | 1.4808 | 19.0153 | 30.9229 | 84.4054 | 117.715 | 8.1808 | 1.4808 | 19.0153 | 30.9229 | 84.4054 | 117.715 | 8.1808 | 1.4808 | 19.0153
U | d035u | 30.7239 | 76.746 | 115.948 | 7.8305 | 1.4808 | 19.0153 | 30.9229 | 84.4054 | 117.715 | 8.1808 | 1.4808 | 19.0153 | 30.9229 | 84.4054 | 117.715 | 8.1808 | 1.4808 | 19.0153
U | d035v | 30.3168 | 73.4324 | 115.583 | 7.8261 | 1.4808 | 18.8963 | 30.9229 | 84.4054 | 117.715 | 8.1808 | 1.4808 | 19.0153 | 30.9229 | 84.4054 | 117.715 | 8.1808 | 1.4808 | 19.0153
U | d035x | 29.3055 | 66.9055 | 113.679 | 7.8177 | 1.4808 | 18.8699 | 30.9229 | 84.4054 | 117.715 | 8.1808 | 1.4808 | 19.0153 | 30.9229 | 84.4054 | 117.715 | 8.1808 | 1.4808 | 19.0153
U | d035y | 28.8171 | 65.9943 | 113.072 | 7.8157 | 1.4808 | 18.8678 | 30.9229 | 84.4054 | 117.715 | 8.1808 | 1.4808 | 19.0153 | 30.9229 | 84.4054 | 117.715 | 8.1808 | 1.4808 | 19.0153
U | d036a | 27.5652 | 62.0848 | 112.142 | 7.8117 | 1.4808 | 18.8643 | 30.9229 | 84.4054 | 117.715 | 8.1808 | 1.4808 | 19.0153 | 30.9229 | 84.4054 | 117.715 | 8.1808 | 1.4808 | 19.0153
U | d036b | 27.3098 | 61.7559 | 112.255 | 7.8098 | 1.4808 | 18.8614 | 30.9229 | 84.4054 | 117.715 | 8.1808 | 1.4808 | 19.0153 | 30.9229 | 84.4054 | 117.715 | 8.1808 | 1.4808 | 19.0153
U | d036c | 27.4472 | 65.6156 | 113.574 | 7.8092 | 1.4808 | 18.8613 | 30.9229 | 84.4054 | 117.715 | 8.1808 | 1.4808 | 19.0153 | 30.9229 | 84.4054 | 117.715 | 8.1808 | 1.4808 | 19.0153
U | d036d | 27.312 | 68.1314 | 114.342 | 7.8086 | 1.4808 | 18.8617 | 30.9229 | 84.4054 | 117.715 | 8.1808 | 1.4808 | 19.0153 | 30.9229 | 84.4054 | 117.715 | 8.1808 | 1.4808 | 19.0153
U | d036e | 27.0575 | 68.4553 | 114.194 | 7.8082 | 1.4808 | 18.8648 | 30.9229 | 84.4054 | 117.715 | 8.1808 | 1.4808 | 19.0153 | 30.9229 | 84.4054 | 117.715 | 8.1808 | 1.4808 | 19.0153
U | d036f | 27.4068 | 69.2659 | 114.167 | 7.8093 | 1.4808 | 18.877 | 30.9229 | 84.4054 | 117.715 | 8.1808 | 1.4808 | 19.0153 | 30.9229 | 84.4054 | 117.715 | 8.1808 | 1.4808 | 19.0153
U | d036g | 28.5388 | 69.634 | 114.294 | 7.8135 | 1.4808 | 18.8972 | 30.9229 | 84.4054 | 117.715 | 8.1808 | 1.4808 | 19.0153 | 30.9229 | 84.4054 | 117.715 | 8.1808 | 1.4808 | 19.0153
U | d036h | 29.3194 | 69.8358 | 114.533 | 7.8174 | 1.4808 | 18.942 | 30.9229 | 84.4054 | 117.715 | 8.1808 | 1.4808 | 19.0153 | 30.9229 | 84.4054 | 117.715 | 8.1808 | 1.4808 | 19.0153
U | d036i | 30.1373 | 70.6314 | 114.706 | 7.8219 | 1.4808 | 19.0153 | 30.9229 | 84.4054 | 117.715 | 8.1808 | 1.4808 | 19.0153 | 30.9229 | 84.4054 | 117.715 | 8.1808 | 1.4808 | 19.0153
U | d036j | 30.5604 | 69.6802 | 114.554 | 7.8227 | 1.4808 | 19.0153 | 30.9229 | 84.4054 | 117.715 | 8.1808 | 1.4808 | 19.0153 | 30.9229 | 84.4054 | 117.715 | 8.1808 | 1.4808 | 19.0153
U | d036k | 30.8617 | 69.0085 | 113.871 | 7.8239 | 1.4808 | 19.0153 | 30.9229 | 84.4054 | 117.715 | 8.1808 | 1.4808 | 19.0153 | 30.9229 | 84.4054 | 117.715 | 8.1808 | 1.4808 | 19.0153
U | d036l | 30.9229 | 70.6772 | 113.635 | 7.8266 | 1.4808 | 19.0153 | 30.9229 | 84.4054 | 117.715 | 8.1808 | 1.4808 | 19.0153 | 30.9229 | 84.4054 | 117.715 | 8.1808 | 1.4808 | 19.0153
U | d036m | 30.9229 | 75.0494 | 113.493 | 7.8336 | 1.4808 | 19.0153 | 30.9229 | 84.4054 | 117.715 | 8.1808 | 1.4808 | 19.0153 | 30.9229 | 84.4054 | 117.715 | 8.1808 | 1.4808 | 19.0153
U | d036n | 30.9229 | 71.1965 | 112.854 | 7.8283 | 1.4808 | 19.0153 | 30.9229 | 84.4054 | 117.715 | 8.1808 | 1.4808 | 19.0153 | 30.9229 | 84.4054 | 117.715 | 8.1808 | 1.4808 | 19.0153
U | d036o | 30.9229 | 76.2387 | 114.739 | 7.8335 | 1.4808 | 19.0153 | 30.9229 | 84.4054 | 117.715 | 8.1808 | 1.4808 | 19.0153 | 30.9229 | 84.4054 | 117.715 | 8.1808 | 1.4808 | 19.0153
U | d036p | 30.7974 | 76.1871 | 114.758 | 7.8305 | 1.4808 | 19.0153 | 30.9229 | 84.4054 | 117.715 | 8.1808 | 1.4808 | 19.0153 | 30.9229 | 84.4054 | 117.715 | 8.1808 | 1.4808 | 19.0153
U | d036q | 30.8991 | 79.0179 | 115.225 | 7.8336 | 1.4808 | 19.0153 | 30.9229 | 84.4054 | 117.715 | 8.1808 | 1.4808 | 19.0153 | 30.9229 | 84.4054 | 117.715 | 8.1808 | 1.4808 | 19.0153
U | d036r | 30.8124 | 79.9665 | 115.469 | 7.8358 | 1.4808 | 19.0153 | 30.9229 | 84.4054 | 117.715 | 8.1808 | 1.4808 | 19.0153 | 30.9229 | 84.4054 | 117.715 | 8.1808 | 1.4808 | 19.0153
U | d036s | 30.7559 | 80.6247 | 115.698 | 7.8387 | 1.4808 | 19.0153 | 30.9229 | 84.4054 | 117.715 | 8.1808 | 1.4808 | 19.0153 | 30.9229 | 84.4054 | 117.715 | 8.1808 | 1.4808 | 19.0153
U | d036t | 30.6224 | 78.9684 | 115.202 | 7.8371 | 1.4808 | 19.0153 | 30.9229 | 84.4054 | 117.715 | 8.1808 | 1.4808 | 19.0153 | 30.9229 | 84.4054 | 117.715 | 8.1808 | 1.4808 | 19.0153
U | d036u | 30.111 | 76.1238 | 114.582 | 7.8342 | 1.4808 | 19.0153 | 30.9229 | 84.4054 | 117.715 | 8.1808 | 1.4808 | 19.0153 | 30.9229 | 84.4054 | 117.715 | 8.1808 | 1.4808 | 19.0153
U | d036v | 28.8394 | 74.2224 | 114.395 | 7.83 | 1.4808 | 19.0153 | 30.9229 | 84.4054 | 117.715 | 8.1808 | 1.4808 | 19.0153 | 30.9229 | 84.4054 | 117.715 | 8.1808 | 1.4808 | 19.0153
U | d036x | 26.9026 | 68.8688 | 113.092 | 7.8198 | 1.4808 | 18.8809 | 30.9229 | 84.4054 | 117.715 | 8.1808 | 1.4808 | 19.0153 | 30.9229 | 84.4054 | 117.715 | 8.1808 | 1.4808 | 19.0153
U | d036y | 26.5696 | 66.9903 | 112.75 | 7.817 | 1.4808 | 18.8721 | 30.9229 | 84.4054 | 117.715 | 8.1808 | 1.4808 | 19.0153 | 30.9229 | 84.4054 | 117.715 | 8.1808 | 1.4808 | 19.0153
U | d037a | 26.2733 | 65.1663 | 112.687 | 7.814 | 1.4808 | 18.8715 | 30.9229 | 84.4054 | 117.715 | 8.1808 | 1.4808 | 19.0153 | 30.9229 | 84.4054 | 117.715 | 8.1808 | 1.4808 | 19.0153
U | d037b | 26.7027 | 65.9247 | 112.918 | 7.8121 | 1.4808 | 18.868 | 30.9229 | 84.4054 | 117.715 | 8.1808 | 1.4808 | 19.0153 | 30.9229 | 84.4054 | 117.715 | 8.1808 | 1.4808 | 19.0153
U | d037c | 27.4515 | 70.4327 | 113.707 | 7.8121 | 1.4808 | 18.8667 | 30.9229 | 84.4054 | 117.715 | 8.1808 | 1.4808 | 19.0153 | 30.9229 | 84.4054 | 117.715 | 8.1808 | 1.4808 | 19.0153
U | d037d | 27.7726 | 72.7355 | 114.178 | 7.8126 | 1.4808 | 18.865 | 30.9229 | 84.4054 | 117.715 | 8.1808 | 1.4808 | 19.0153 | 30.9229 | 84.4054 | 117.715 | 8.1808 | 1.4808 | 19.0153
U | d037e | 28.1638 | 74.0444 | 114.362 | 7.8137 | 1.4808 | 18.8684 | 30.9229 | 84.4054 | 117.715 | 8.1808 | 1.4808 | 19.0153 | 30.9229 | 84.4054 | 117.715 | 8.1808 | 1.4808 | 19.0153
U | d037f | 28.671 | 75.7732 | 114.603 | 7.8159 | 1.4808 | 18.8886 | 30.9229 | 84.4054 | 117.715 | 8.1808 | 1.4808 | 19.0153 | 30.9229 | 84.4054 | 117.715 | 8.1808 | 1.4808 | 19.0153
U | d037g | 30.9229 | 80.3768 | 115.447 | 7.8247 | 1.4808 | 19.0153 | 30.9229 | 84.4054 | 117.715 | 8.1808 | 1.4808 | 19.0153 | 30.9229 | 84.4054 | 117.715 | 8.1808 | 1.4808 | 19.0153
U | d037h | 30.9229 | 82.4588 | 116.054 | 7.8395 | 1.4808 | 19.0153 | 30.9229 | 84.4054 | 117.715 | 8.1808 | 1.4808 | 19.0153 | 30.9229 | 84.4054 | 117.715 | 8.1808 | 1.4808 | 19.0153
U | d037i | 30.9229 | 83.3756 | 116.375 | 7.8536 | 1.4808 | 19.0153 | 30.9229 | 84.4054 | 117.715 | 8.1808 | 1.4808 | 19.0153 | 30.9229 | 84.4054 | 117.715 | 8.1808 | 1.4808 | 19.0153
U | d037j | 30.9229 | 82.7105 | 116.138 | 7.8517 | 1.4808 | 19.0153 | 30.9229 | 84.4054 | 117.715 | 8.1808 | 1.4808 | 19.0153 | 30.9229 | 84.4054 | 117.715 | 8.1808 | 1.4808 | 19.0153
U | d037k | 30.9229 | 82.5326 | 116.079 | 7.852 | 1.4808 | 19.0153 | 30.9229 | 84.4054 | 117.715 | 8.1808 | 1.4808 | 19.0153 | 30.9229 | 84.4054 | 117.715 | 8.1808 | 1.4808 | 19.0153
U | d037l | 30.9229 | 82.6235 | 116.103 | 7.8587 | 1.4808 | 19.0153 | 30.9229 | 84.4054 | 117.715 | 8.1808 | 1.4808 | 19.0153 | 30.9229 | 84.4054 | 117.715 | 8.1808 | 1.4808 | 19.0153
U | d037m | 30.9229 | 81.5809 | 115.821 | 7.856 | 1.4808 | 19.0153 | 30.9229 | 84.4054 | 117.715 | 8.1808 | 1.4808 | 19.0153 | 30.9229 | 84.4054 | 117.715 | 8.1808 | 1.4808 | 19.0153
U | d037n | 30.9229 | 82.5567 | 116.331 | 7.8859 | 1.4808 | 19.0153 | 30.9229 | 84.4054 | 117.715 | 8.1808 | 1.4808 | 19.0153 | 30.9229 | 84.4054 | 117.715 | 8.1808 | 1.4808 | 19.0153
U | d037o | 30.9229 | 82.1998 | 116.359 | 7.8698 | 1.4808 | 19.0153 | 30.9229 | 84.4054 | 117.715 | 8.1808 | 1.4808 | 19.0153 | 30.9229 | 84.4054 | 117.715 | 8.1808 | 1.4808 | 19.0153
U | d037p | 30.9229 | 83.11 | 116.783 | 7.8818 | 1.4808 | 19.0153 | 30.9229 | 84.4054 | 117.715 | 8.1808 | 1.4808 | 19.0153 | 30.9229 | 84.4054 | 117.715 | 8.1808 | 1.4808 | 19.0153
U | d037q | 30.9229 | 83.3834 | 116.937 | 7.8844 | 1.4808 | 19.0153 | 30.9229 | 84.4054 | 117.715 | 8.1808 | 1.4808 | 19.0153 | 30.9229 | 84.4054 | 117.715 | 8.1808 | 1.4808 | 19.0153
U | d037r | 30.9229 | 82.6474 | 116.651 | 7.8652 | 1.4808 | 19.0153 | 30.9229 | 84.4054 | 117.715 | 8.1808 | 1.4808 | 19.0153 | 30.9229 | 84.4054 | 117.715 | 8.1808 | 1.4808 | 19.0153
U | d037s | 30.9229 | 81.2132 | 116.47 | 7.8529 | 1.4808 | 19.0153 | 30.9229 | 84.4054 | 117.715 | 8.1808 | 1.4808 | 19.0153 | 30.9229 | 84.4054 | 117.715 | 8.1808 | 1.4808 | 19.0153
U | d037t | 30.9229 | 77.0776 | 116.234 | 7.838 | 1.4808 | 19.0153 | 30.9229 | 84.4054 | 117.715 | 8.1808 | 1.4808 | 19.0153 | 30.9229 | 84.4054 | 117.715 | 8.1808 | 1.4808 | 19.0153
U | d037u | 30.9229 | 76.7699 | 116.274 | 7.8377 | 1.4808 | 19.0153 | 30.9229 | 84.4054 | 117.715 | 8.1808 | 1.4808 | 19.0153 | 30.9229 | 84.4054 | 117.715 | 8.1808 | 1.4808 | 19.0153
U | d037v | 29.4851 | 70.2663 | 115.931 | 7.8319 | 1.4808 | 19.0153 | 30.9229 | 84.4054 | 117.715 | 8.1808 | 1.4808 | 19.0153 | 30.9229 | 84.4054 | 117.715 | 8.1808 | 1.4808 | 19.0153
U | d037x | 28.3769 | 70.7156 | 115.793 | 7.8246 | 1.4808 | 18.9061 | 30.9229 | 84.4054 | 117.715 | 8.1808 | 1.4808 | 19.0153 | 30.9229 | 84.4054 | 117.715 | 8.1808 | 1.4808 | 19.0153
U | d037y | 26.954 | 66.2753 | 115.645 | 7.8207 | 1.4808 | 18.879 | 30.9229 | 84.4054 | 117.715 | 8.1808 | 1.4808 | 19.0153 | 30.9229 | 84.4054 | 117.715 | 8.1808 | 1.4808 | 19.0153
U | d038a | 25.9194 | 64.3563 | 115.657 | 7.8172 | 1.4808 | 18.8742 | 30.9229 | 84.4054 | 117.715 | 8.1808 | 1.4808 | 19.0153 | 30.9229 | 84.4054 | 117.715 | 8.1808 | 1.4808 | 19.0153
U | d038b | 25.6412 | 66.7006 | 115.783 | 7.8161 | 1.4808 | 18.8724 | 30.9229 | 84.4054 | 117.715 | 8.1808 | 1.4808 | 19.0153 | 30.9229 | 84.4054 | 117.715 | 8.1808 | 1.4808 | 19.0153
U | d038c | 25.9146 | 71.1957 | 116.054 | 7.8168 | 1.4808 | 18.8715 | 30.9229 | 84.4054 | 117.715 | 8.1808 | 1.4808 | 19.0153 | 30.9229 | 84.4054 | 117.715 | 8.1808 | 1.4808 | 19.0153
U | d038d | 26.1411 | 74.7723 | 116.41 | 7.8181 | 1.4808 | 18.8721 | 30.9229 | 84.4054 | 117.715 | 8.1808 | 1.4808 | 19.0153 | 30.9229 | 84.4054 | 117.715 | 8.1808 | 1.4808 | 19.0153
U | d038e | 26.1733 | 77.2439 | 116.594 | 7.8171 | 1.4808 | 18.8845 | 30.9229 | 84.4054 | 117.715 | 8.1808 | 1.4808 | 19.0153 | 30.9229 | 84.4054 | 117.715 | 8.1808 | 1.4808 | 19.0153
U | d038f | 28.4499 | 81.4449 | 117.071 | 7.8241 | 1.4808 | 19.0153 | 30.9229 | 84.4054 | 117.715 | 8.1808 | 1.4808 | 19.0153 | 30.9229 | 84.4054 | 117.715 | 8.1808 | 1.4808 | 19.0153
U | d038g | 30.9229 | 84.4046 | 117.715 | 7.8485 | 1.4808 | 19.0153 | 30.9229 | 84.4054 | 117.715 | 8.1808 | 1.4808 | 19.0153 | 30.9229 | 84.4054 | 117.715 | 8.1808 | 1.4808 | 19.0153
U | d038h | 30.9229 | 84.4046 | 117.715 | 7.9245 | 1.4808 | 19.0153 | 30.9229 | 84.4054 | 117.715 | 8.1808 | 1.4808 | 19.0153 | 30.9229 | 84.4054 | 117.715 | 8.1808 | 1.4808 | 19.0153
U | d038i | 30.9229 | 84.4054 | 117.715 | 8.1808 | 1.4808 | 19.0153 | 30.9229 | 84.4054 | 117.715 | 8.1808 | 1.4808 | 19.0153 | 30.9229 | 84.4054 | 117.715 | 8.1808 | 1.4808 | 19.0153
U | d038j | 30.9229 | 84.4046 | 117.715 | 7.9562 | 1.4808 | 19.0153 | 30.9229 | 84.4054 | 117.715 | 8.1808 | 1.4808 | 19.0153 | 30.9229 | 84.4054 | 117.715 | 8.1808 | 1.4808 | 19.0153
U | d038k | 30.9229 | 84.4046 | 117.715 | 7.9571 | 1.4808 | 19.0153 | 30.9229 | 84.4054 | 117.715 | 8.1808 | 1.4808 | 19.0153 | 30.9229 | 84.4054 | 117.715 | 8.1808 | 1.4808 | 19.0153
U | d038l | 30.9229 | 84.4046 | 117.715 | 7.963 | 1.4808 | 19.0153 | 30.9229 | 84.4054 | 117.715 | 8.1808 | 1.4808 | 19.0153 | 30.9229 | 84.4054 | 117.715 | 8.1808 | 1.4808 | 19.0153
U | d038m | 30.9229 | 84.4046 | 117.715 | 7.9418 | 1.4808 | 19.0153 | 30.9229 | 84.4054 | 117.715 | 8.1808 | 1.4808 | 19.0153 | 30.9229 | 84.4054 | 117.715 | 8.1808 | 1.4808 | 19.0153
U | d038n | 30.9229 | 84.4046 | 117.715 | 7.9254 | 1.4808 | 19.0153 | 30.9229 | 84.4054 | 117.715 | 8.1808 | 1.4808 | 19.0153 | 30.9229 | 84.4054 | 117.715 | 8.1808 | 1.4808 | 19.0153
U | d038o | 30.9229 | 84.4046 | 117.715 | 7.9056 | 1.4808 | 19.0153 | 30.9229 | 84.4054 | 117.715 | 8.1808 | 1.4808 | 19.0153 | 30.9229 | 84.4054 | 117.715 | 8.1808 | 1.4808 | 19.0153
U | d038p | 30.9229 | 84.4047 | 117.715 | 7.901 | 1.4808 | 19.0153 | 30.9229 | 84.4054 | 117.715 | 8.1808 | 1.4808 | 19.0153 | 30.9229 | 84.4054 | 117.715 | 8.1808 | 1.4808 | 19.0153
U | d038q | 30.9229 | 84.4054 | 117.715 | 8.1808 | 1.4808 | 19.0153 | 30.9229 | 84.4054 | 117.715 | 8.1808 | 1.4808 | 19.0153 | 30.9229 | 84.4054 | 117.715 | 8.1808 | 1.4808 | 19.0153
U | d038r | 30.9229 | 84.4054 | 117.715 | 8.1808 | 1.4808 | 19.0153 | 30.9229 | 84.4054 | 117.715 | 8.1808 | 1.4808 | 19.0153 | 30.9229 | 84.4054 | 117.715 | 8.1808 | 1.4808 | 19.0153
U | d038s | 30.9229 | 84.4046 | 117.715 | 7.8746 | 1.4808 | 19.0153 | 30.9229 | 84.4054 | 117.715 | 8.1808 | 1.4808 | 19.0153 | 30.9229 | 84.4054 | 117.715 | 8.1808 | 1.4808 | 19.0153
U | d038t | 30.9229 | 84.4046 | 117.715 | 7.8708 | 1.4808 | 19.0153 | 30.9229 | 84.4054 | 117.715 | 8.1808 | 1.4808 | 19.0153 | 30.9229 | 84.4054 | 117.715 | 8.1808 | 1.4808 | 19.0153
U | d038u | 30.8018 | 82.1312 | 117.696 | 7.8355 | 1.4808 | 19.0153 | 30.9229 | 84.4054 | 117.715 | 8.1808 | 1.4808 | 19.0153 | 30.9229 | 84.4054 | 117.715 | 8.1808 | 1.4808 | 19.0153
U | d038v | 30.3492 | 80.9349 | 117.696 | 7.8314 | 1.4808 | 19.0124 | 30.9229 | 84.4054 | 117.715 | 8.1808 | 1.4808 | 19.0153 | 30.9229 | 84.4054 | 117.715 | 8.1808 | 1.4808 | 19.0153
U | d038x | 29.7824 | 78.3271 | 117.694 | 7.8227 | 1.4808 | 18.8949 | 30.9229 | 84.4054 | 117.715 | 8.1808 | 1.4808 | 19.0153 | 30.9229 | 84.4054 | 117.715 | 8.1808 | 1.4808 | 19.0153
U | d038y | 29.1181 | 76.2984 | 117.694 | 7.8188 | 1.4808 | 18.8792 | 30.9229 | 84.4054 | 117.715 | 8.1808 | 1.4808 | 19.0153 | 30.9229 | 84.4054 | 117.715 | 8.1808 | 1.4808 | 19.0153
U | d039a | 28.3428 | 75.1007 | 117.694 | 7.816 | 1.4808 | 18.878 | 30.9229 | 84.4054 | 117.715 | 8.1808 | 1.4808 | 19.0153 | 30.9229 | 84.4054 | 117.715 | 8.1808 | 1.4808 | 19.0153
U | d039b | 28.2769 | 76.2716 | 117.694 | 7.8155 | 1.4808 | 18.8777 | 30.9229 | 84.4054 | 117.715 | 8.1808 | 1.4808 | 19.0153 | 30.9229 | 84.4054 | 117.715 | 8.1808 | 1.4808 | 19.0153
U | d039c | 28.4966 | 79.5797 | 117.694 | 7.8157 | 1.4808 | 18.876 | 30.9229 | 84.4054 | 117.715 | 8.1808 | 1.4808 | 19.0153 | 30.9229 | 84.4054 | 117.715 | 8.1808 | 1.4808 | 19.0153
U | d039d | 28.8819 | 82.2798 | 117.695 | 7.8175 | 1.4808 | 18.8782 | 30.9229 | 84.4054 | 117.715 | 8.1808 | 1.4808 | 19.0153 | 30.9229 | 84.4054 | 117.715 | 8.1808 | 1.4808 | 19.0153
U | d039e | 29.0865 | 83.0002 | 117.695 | 7.8172 | 1.4808 | 18.8949 | 30.9229 | 84.4054 | 117.715 | 8.1808 | 1.4808 | 19.0153 | 30.9229 | 84.4054 | 117.715 | 8.1808 | 1.4808 | 19.0153
U | d039f | 30.6415 | 83.8504 | 117.696 | 7.8241 | 1.4808 | 19.0153 | 30.9229 | 84.4054 | 117.715 | 8.1808 | 1.4808 | 19.0153 | 30.9229 | 84.4054 | 117.715 | 8.1808 | 1.4808 | 19.0153
U | d039g | 30.9229 | 84.4054 | 117.715 | 7.9572 | 1.4808 | 19.0153 | 30.9229 | 84.4054 | 117.715 | 8.1808 | 1.4808 | 19.0153 | 30.9229 | 84.4054 | 117.715 | 8.1808 | 1.4808 | 19.0153
U | d039h | 30.9229 | 84.4054 | 117.715 | 8.1808 | 1.4808 | 19.0153 | 30.9229 | 84.4054 | 117.715 | 8.1808 | 1.4808 | 19.0153 | 30.9229 | 84.4054 | 117.715 | 8.1808 | 1.4808 | 19.0153
U | d039i | 30.9229 | 84.4054 | 117.715 | 8.1808 | 1.4808 | 19.0153 | 30.9229 | 84.4054 | 117.715 | 8.1808 | 1.4808 | 19.0153 | 30.9229 | 84.4054 | 117.715 | 8.1808 | 1.4808 | 19.0153
U | d039j | 30.9229 | 84.4054 | 117.715 | 8.1808 | 1.4808 | 19.0153 | 30.9229 | 84.4054 | 117.715 | 8.1808 | 1.4808 | 19.0153 | 30.9229 | 84.4054 | 117.715 | 8.1808 | 1.4808 | 19.0153
U | d039k | 30.9229 | 84.4054 | 117.715 | 8.1808 | 1.4808 | 19.0153 | 30.9229 | 84.4054 | 117.715 | 8.1808 | 1.4808 | 19.0153 | 30.9229 | 84.4054 | 117.715 | 8.1808 | 1.4808 | 19.0153
U | d039l | 30.9229 | 84.4054 | 117.715 | 8.1808 | 1.4808 | 19.0153 | 30.9229 | 84.4054 | 117.715 | 8.1808 | 1.4808 | 19.0153 | 30.9229 | 84.4054 | 117.715 | 8.1808 | 1.4808 | 19.0153
U | d039m | 30.9229 | 84.4054 | 117.715 | 8.1808 | 1.4808 | 19.0153 | 30.9229 | 84.4054 | 117.715 | 8.1808 | 1.4808 | 19.0153 | 30.9229 | 84.4054 | 117.715 | 8.1808 | 1.4808 | 19.0153
U | d039n | 30.9229 | 84.4054 | 117.715 | 8.1808 | 1.4808 | 19.0153 | 30.9229 | 84.4054 | 117.715 | 8.1808 | 1.4808 | 19.0153 | 30.9229 | 84.4054 | 117.715 | 8.1808 | 1.4808 | 19.0153
U | d039o | 30.9229 | 84.4054 | 117.715 | 8.1808 | 1.4808 | 19.0153 | 30.9229 | 84.4054 | 117.715 | 8.1808 | 1.4808 | 19.0153 | 30.9229 | 84.4054 | 117.715 | 8.1808 | 1.4808 | 19.0153
U | d039p | 30.9229 | 84.4054 | 117.715 | 8.1808 | 1.4808 | 19.0153 | 30.9229 | 84.4054 | 117.715 | 8.1808 | 1.4808 | 19.0153 | 30.9229 | 84.4054 | 117.715 | 8.1808 | 1.4808 | 19.0153
U | d039q | 30.9229 | 84.4054 | 117.715 | 8.1808 | 1.4808 | 19.0153 | 30.9229 | 84.4054 | 117.715 | 8.1808 | 1.4808 | 19.0153 | 30.9229 | 84.4054 | 117.715 | 8.1808 | 1.4808 | 19.0153
U | d039r | 30.9229 | 84.4054 | 117.715 | 8.1808 | 1.4808 | 19.0153 | 30.9229 | 84.4054 | 117.715 | 8.1808 | 1.4808 | 19.0153 | 30.9229 | 84.4054 | 117.715 | 8.1808 | 1.4808 | 19.0153
U | d039s | 30.9229 | 84.4054 | 117.715 | 8.1808 | 1.4808 | 19.0153 | 30.9229 | 84.4054 | 117.715 | 8.1808 | 1.4808 | 19.0153 | 30.9229 | 84.4054 | 117.715 | 8.1808 | 1.4808 | 19.0153
U | d039t | 30.9229 | 84.4054 | 117.715 | 8.1808 | 1.4808 | 19.0153 | 30.9229 | 84.4054 | 117.715 | 8.1808 | 1.4808 | 19.0153 | 30.9229 | 84.4054 | 117.715 | 8.1808 | 1.4808 | 19.0153
U | d039u | 30.9229 | 83.6575 | 117.695 | 7.8457 | 1.4808 | 19.0153 | 30.9229 | 84.4054 | 117.715 | 8.1808 | 1.4808 | 19.0153 | 30.9229 | 84.4054 | 117.715 | 8.1808 | 1.4808 | 19.0153
U | d039v | 30.8546 | 81.1325 | 117.695 | 7.833 | 1.4808 | 19.0153 | 30.9229 | 84.4054 | 117.715 | 8.1808 | 1.4808 | 19.0153 | 30.9229 | 84.4054 | 117.715 | 8.1808 | 1.4808 | 19.0153
U | d039x | 30.4026 | 78.6692 | 117.694 | 7.8243 | 1.4808 | 18.9076 | 30.9229 | 84.4054 | 117.715 | 8.1808 | 1.4808 | 19.0153 | 30.9229 | 84.4054 | 117.715 | 8.1808 | 1.4808 | 19.0153
U | d039y | 29.9694 | 77.0688 | 117.694 | 7.8213 | 1.4808 | 18.8887 | 30.9229 | 84.4054 | 117.715 | 8.1808 | 1.4808 | 19.0153 | 30.9229 | 84.4054 | 117.715 | 8.1808 | 1.4808 | 19.0153
U | d040a | 29.5314 | 76.2992 | 117.694 | 7.819 | 1.4808 | 18.8886 | 30.9229 | 84.4054 | 117.715 | 8.1808 | 1.4808 | 19.0153 | 30.9229 | 84.4054 | 117.715 | 8.1808 | 1.4808 | 19.0153
U | d040b | 29.4561 | 77.2248 | 117.694 | 7.818 | 1.4808 | 18.8858 | 30.9229 | 84.4054 | 117.715 | 8.1808 | 1.4808 | 19.0153 | 30.9229 | 84.4054 | 117.715 | 8.1808 | 1.4808 | 19.0153
U | d040c | 29.5451 | 80.1225 | 117.694 | 7.8179 | 1.4808 | 18.8834 | 30.9229 | 84.4054 | 117.715 | 8.1808 | 1.4808 | 19.0153 | 30.9229 | 84.4054 | 117.715 | 8.1808 | 1.4808 | 19.0153
U | d040d | 29.6942 | 82.2452 | 117.694 | 7.8198 | 1.4808 | 18.8861 | 30.9229 | 84.4054 | 117.715 | 8.1808 | 1.4808 | 19.0153 | 30.9229 | 84.4054 | 117.715 | 8.1808 | 1.4808 | 19.0153
U | d040e | 29.7005 | 82.8917 | 117.694 | 7.8191 | 1.4808 | 18.9101 | 30.9229 | 84.4054 | 117.715 | 8.1808 | 1.4808 | 19.0153 | 30.9229 | 84.4054 | 117.715 | 8.1808 | 1.4808 | 19.0153
U | d040f | 30.7479 | 83.7911 | 117.695 | 7.8262 | 1.4808 | 19.0153 | 30.9229 | 84.4054 | 117.715 | 8.1808 | 1.4808 | 19.0153 | 30.9229 | 84.4054 | 117.715 | 8.1808 | 1.4808 | 19.0153
U | d040g | 30.9229 | 84.4054 | 117.715 | 7.9795 | 1.4808 | 19.0153 | 30.9229 | 84.4054 | 117.715 | 8.1808 | 1.4808 | 19.0153 | 30.9229 | 84.4054 | 117.715 | 8.1808 | 1.4808 | 19.0153
U | d040h | 30.9229 | 84.4054 | 117.715 | 8.1808 | 1.4808 | 19.0153 | 30.9229 | 84.4054 | 117.715 | 8.1808 | 1.4808 | 19.0153 | 30.9229 | 84.4054 | 117.715 | 8.1808 | 1.4808 | 19.0153
U | d040i | 30.9229 | 84.4054 | 117.715 | 8.1808 | 1.4808 | 19.0153 | 30.9229 | 84.4054 | 117.715 | 8.1808 | 1.4808 | 19.0153 | 30.9229 | 84.4054 | 117.715 | 8.1808 | 1.4808 | 19.0153
U | d040j | 30.9229 | 84.4054 | 117.715 | 8.1808 | 1.4808 | 19.0153 | 30.9229 | 84.4054 | 117.715 | 8.1808 | 1.4808 | 19.0153 | 30.9229 | 84.4054 | 117.715 | 8.1808 | 1.4808 | 19.0153
U | d040k | 30.9229 | 84.4054 | 117.715 | 8.1808 | 1.4808 | 19.0153 | 30.9229 | 84.4054 | 117.715 | 8.1808 | 1.4808 | 19.0153 | 30.9229 | 84.4054 | 117.715 | 8.1808 | 1.4808 | 19.0153
U | d040l | 30.9229 | 84.4054 | 117.715 | 8.1808 | 1.4808 | 19.0153 | 30.9229 | 84.4054 | 117.715 | 8.1808 | 1.4808 | 19.0153 | 30.9229 | 84.4054 | 117.715 | 8.1808 | 1.4808 | 19.0153
U | d040m | 30.9229 | 84.4054 | 117.715 | 8.1808 | 1.4808 | 19.0153 | 30.9229 | 84.4054 | 117.715 | 8.1808 | 1.4808 | 19.0153 | 30.9229 | 84.4054 | 117.715 | 8.1808 | 1.4808 | 19.0153
U | d040n | 30.9229 | 84.4054 | 117.715 | 8.1808 | 1.4808 | 19.0153 | 30.9229 | 84.4054 | 117.715 | 8.1808 | 1.4808 | 19.0153 | 30.9229 | 84.4054 | 117.715 | 8.1808 | 1.4808 | 19.0153
U | d040o | 30.9229 | 84.4054 | 117.715 | 8.1808 | 1.4808 | 19.0153 | 30.9229 | 84.4054 | 117.715 | 8.1808 | 1.4808 | 19.0153 | 30.9229 | 84.4054 | 117.715 | 8.1808 | 1.4808 | 19.0153
U | d040p | 30.9229 | 84.4054 | 117.715 | 8.1808 | 1.4808 | 19.0153 | 30.9229 | 84.4054 | 117.715 | 8.1808 | 1.4808 | 19.0153 | 30.9229 | 84.4054 | 117.715 | 8.1808 | 1.4808 | 19.0153
U | d040q | 30.9229 | 84.4054 | 117.715 | 8.1808 | 1.4808 | 19.0153 | 30.9229 | 84.4054 | 117.715 | 8.1808 | 1.4808 | 19.0153 | 30.9229 | 84.4054 | 117.715 | 8.1808 | 1.4808 | 19.0153
U | d040r | 30.9229 | 84.4054 | 117.715 | 8.1808 | 1.4808 | 19.0153 | 30.9229 | 84.4054 | 117.715 | 8.1808 | 1.4808 | 19.0153 | 30.9229 | 84.4054 | 117.715 | 8.1808 | 1.4808 | 19.0153
U | d040s | 30.9229 | 84.4054 | 117.715 | 8.1808 | 1.4808 | 19.0153 | 30.9229 | 84.4054 | 117.715 | 8.1808 | 1.4808 | 19.0153 | 30.9229 | 84.4054 | 117.715 | 8.1808 | 1.4808 | 19.0153
U | d040t | 30.9229 | 84.4054 | 117.715 | 8.1808 | 1.4808 | 19.0153 | 30.9229 | 84.4054 | 117.715 | 8.1808 | 1.4808 | 19.0153 | 30.9229 | 84.4054 | 117.715 | 8.1808 | 1.4808 | 19.0153
U | d040u | 30.9229 | 81.9008 | 117.696 | 7.8405 | 1.4808 | 19.0153 | 30.9229 | 84.4054 | 117.715 | 8.1808 | 1.4808 | 19.0153 | 30.9229 | 84.4054 | 117.715 | 8.1808 | 1.4808 | 19.0153
U | d040v | 30.7001 | 80.0186 | 117.696 | 7.8337 | 1.4808 | 19.0153 | 30.9229 | 84.4054 | 117.715 | 8.1808 | 1.4808 | 19.0153 | 30.9229 | 84.4054 | 117.715 | 8.1808 | 1.4808 | 19.0153
U | d040x | 29.6775 | 76.8418 | 117.694 | 7.8245 | 1.4808 | 18.934 | 30.9229 | 84.4054 | 117.715 | 8.1808 | 1.4808 | 19.0153 | 30.9229 | 84.4054 | 117.715 | 8.1808 | 1.4808 | 19.0153
U | d040y | 29.1043 | 76.0609 | 117.694 | 7.8214 | 1.4808 | 18.8975 | 30.9229 | 84.4054 | 117.715 | 8.1808 | 1.4808 | 19.0153 | 30.9229 | 84.4054 | 117.715 | 8.1808 | 1.4808 | 19.0153
U | d041a | 28.2516 | 74.779 | 117.694 | 7.8181 | 1.4808 | 18.8885 | 30.9229 | 84.4054 | 117.715 | 8.1808 | 1.4808 | 19.0153 | 30.9229 | 84.4054 | 117.715 | 8.1808 | 1.4808 | 19.0153
U | d041b | 28.0814 | 75.889 | 117.694 | 7.8172 | 1.4808 | 18.8866 | 30.9229 | 84.4054 | 117.715 | 8.1808 | 1.4808 | 19.0153 | 30.9229 | 84.4054 | 117.715 | 8.1808 | 1.4808 | 19.0153
U | d041c | 28.2049 | 79.4258 | 117.694 | 7.8171 | 1.4808 | 18.8845 | 30.9229 | 84.4054 | 117.715 | 8.1808 | 1.4808 | 19.0153 | 30.9229 | 84.4054 | 117.715 | 8.1808 | 1.4808 | 19.0153
U | d041d | 28.3827 | 81.9609 | 117.695 | 7.8183 | 1.4808 | 18.8853 | 30.9229 | 84.4054 | 117.715 | 8.1808 | 1.4808 | 19.0153 | 30.9229 | 84.4054 | 117.715 | 8.1808 | 1.4808 | 19.0153
U | d041e | 28.4264 | 82.4578 | 117.695 | 7.8174 | 1.4808 | 18.9153 | 30.9229 | 84.4054 | 117.715 | 8.1808 | 1.4808 | 19.0153 | 30.9229 | 84.4054 | 117.715 | 8.1808 | 1.4808 | 19.0153
U | d041f | 30.3684 | 83.6827 | 117.696 | 7.8243 | 1.4808 | 19.0153 | 30.9229 | 84.4054 | 117.715 | 8.1808 | 1.4808 | 19.0153 | 30.9229 | 84.4054 | 117.715 | 8.1808 | 1.4808 | 19.0153
U | d041g | 30.9229 | 84.4054 | 117.715 | 7.9294 | 1.4808 | 19.0153 | 30.9229 | 84.4054 | 117.715 | 8.1808 | 1.4808 | 19.0153 | 30.9229 | 84.4054 | 117.715 | 8.1808 | 1.4808 | 19.0153
U | d041h | 30.9229 | 84.4054 | 117.715 | 8.1808 | 1.4808 | 19.0153 | 30.9229 | 84.4054 | 117.715 | 8.1808 | 1.4808 | 19.0153 | 30.9229 | 84.4054 | 117.715 | 8.1808 | 1.4808 | 19.0153
U | d041i | 30.9229 | 84.4054 | 117.715 | 8.1808 | 1.4808 | 19.0153 | 30.9229 | 84.4054 | 117.715 | 8.1808 | 1.4808 | 19.0153 | 30.9229 | 84.4054 | 117.715 | 8.1808 | 1.4808 | 19.0153
U | d041j | 30.9229 | 84.4054 | 117.715 | 8.1808 | 1.4808 | 19.0153 | 30.9229 | 84.4054 | 117.715 | 8.1808 | 1.4808 | 19.0153 | 30.9229 | 84.4054 | 117.715 | 8.1808 | 1.4808 | 19.0153
U | d041k | 30.9229 | 84.4054 | 117.715 | 8.1808 | 1.4808 | 19.0153 | 30.9229 | 84.4054 | 117.715 | 8.1808 | 1.4808 | 19.0153 | 30.9229 | 84.4054 | 117.715 | 8.1808 | 1.4808 | 19.0153
U | d041l | 30.9229 | 84.4054 | 117.715 | 8.1808 | 1.4808 | 19.0153 | 30.9229 | 84.4054 | 117.715 | 8.1808 | 1.4808 | 19.0153 | 30.9229 | 84.4054 | 117.715 | 8.1808 | 1.4808 | 19.0153
U | d041m | 30.9229 | 84.4054 | 117.715 | 8.1808 | 1.4808 | 19.0153 | 30.9229 | 84.4054 | 117.715 | 8.1808 | 1.4808 | 19.0153 | 30.9229 | 84.4054 | 117.715 | 8.1808 | 1.4808 | 19.0153
U | d041n | 30.9229 | 84.4054 | 117.715 | 8.1808 | 1.4808 | 19.0153 | 30.9229 | 84.4054 | 117.715 | 8.1808 | 1.4808 | 19.0153 | 30.9229 | 84.4054 | 117.715 | 8.1808 | 1.4808 | 19.0153
U | d041o | 30.9229 | 84.4054 | 117.715 | 8.0467 | 1.4808 | 19.0153 | 30.9229 | 84.4054 | 117.715 | 8.1808 | 1.4808 | 19.0153 | 30.9229 | 84.4054 | 117.715 | 8.1808 | 1.4808 | 19.0153
U | d041p | 30.9229 | 84.4054 | 117.715 | 8.0273 | 1.4808 | 19.0153 | 30.9229 | 84.4054 | 117.715 | 8.1808 | 1.4808 | 19.0153 | 30.9229 | 84.4054 | 117.715 | 8.1808 | 1.4808 | 19.0153
U | d041q | 30.9229 | 84.4054 | 117.715 | 8.0276 | 1.4808 | 19.0153 | 30.9229 | 84.4054 | 117.715 | 8.1808 | 1.4808 | 19.0153 | 30.9229 | 84.4054 | 117.715 | 8.1808 | 1.4808 | 19.0153
U | d041r | 30.9229 | 84.4054 | 117.715 | 8.0251 | 1.4808 | 19.0153 | 30.9229 | 84.4054 | 117.715 | 8.1808 | 1.4808 | 19.0153 | 30.9229 | 84.4054 | 117.715 | 8.1808 | 1.4808 | 19.0153
U | d041s | 30.9229 | 84.4054 | 117.715 | 7.9321 | 1.4808 | 19.0153 | 30.9229 | 84.4054 | 117.715 | 8.1808 | 1.4808 | 19.0153 | 30.9229 | 84.4054 | 117.715 | 8.1808 | 1.4808 | 19.0153
U | d041t | 30.9229 | 83.8822 | 117.715 | 7.8425 | 1.4808 | 19.0153 | 30.9229 | 84.4054 | 117.715 | 8.1808 | 1.4808 | 19.0153 | 30.9229 | 84.4054 | 117.715 | 8.1808 | 1.4808 | 19.0153
U | d041u | 30.9229 | 78.4339 | 117.694 | 7.8276 | 1.4808 | 19.0153 | 30.9229 | 84.4054 | 117.715 | 8.1808 | 1.4808 | 19.0153 | 30.9229 | 84.4054 | 117.715 | 8.1808 | 1.4808 | 19.0153
U | d041v | 30.6246 | 75.9851 | 117.694 | 7.8241 | 1.4808 | 19.0096 | 30.9229 | 84.4054 | 117.715 | 8.1808 | 1.4808 | 19.0153 | 30.9229 | 84.4054 | 117.715 | 8.1808 | 1.4808 | 19.0153
U | d041x | 30.2355 | 73.1023 | 117.694 | 7.818 | 1.4808 | 18.9011 | 30.9229 | 84.4054 | 117.715 | 8.1808 | 1.4808 | 19.0153 | 30.9229 | 84.4054 | 117.715 | 8.1808 | 1.4808 | 19.0153
U | d041y | 29.7353 | 72.4764 | 117.694 | 7.8151 | 1.4808 | 18.8873 | 30.9229 | 84.4054 | 117.715 | 8.1808 | 1.4808 | 19.0153 | 30.9229 | 84.4054 | 117.715 | 8.1808 | 1.4808 | 19.0153
U | d042a | 28.8827 | 70.8122 | 117.694 | 7.8127 | 1.4808 | 18.884 | 30.9229 | 84.4054 | 117.715 | 8.1808 | 1.4808 | 19.0153 | 30.9229 | 84.4054 | 117.715 | 8.1808 | 1.4808 | 19.0153
U | d042b | 28.5526 | 71.593 | 117.694 | 7.8119 | 1.4808 | 18.8803 | 30.9229 | 84.4054 | 117.715 | 8.1808 | 1.4808 | 19.0153 | 30.9229 | 84.4054 | 117.715 | 8.1808 | 1.4808 | 19.0153
U | d042c | 28.4163 | 75.3785 | 117.694 | 7.8118 | 1.4808 | 18.8747 | 30.9229 | 84.4054 | 117.715 | 8.1808 | 1.4808 | 19.0153 | 30.9229 | 84.4054 | 117.715 | 8.1808 | 1.4808 | 19.0153
U | d042d | 28.3993 | 78.8912 | 117.694 | 7.8138 | 1.4808 | 18.8755 | 30.9229 | 84.4054 | 117.715 | 8.1808 | 1.4808 | 19.0153 | 30.9229 | 84.4054 | 117.715 | 8.1808 | 1.4808 | 19.0153
U | d042e | 28.5877 | 79.6095 | 117.694 | 7.8134 | 1.4808 | 18.8953 | 30.9229 | 84.4054 | 117.715 | 8.1808 | 1.4808 | 19.0153 | 30.9229 | 84.4054 | 117.715 | 8.1808 | 1.4808 | 19.0153
U | d042f | 30.0393 | 80.8544 | 117.694 | 7.8197 | 1.4808 | 19.0082 | 30.9229 | 84.4054 | 117.715 | 8.1808 | 1.4808 | 19.0153 | 30.9229 | 84.4054 | 117.715 | 8.1808 | 1.4808 | 19.0153
U | d042g | 30.6812 | 81.6836 | 117.694 | 7.8269 | 1.4808 | 19.0153 | 30.9229 | 84.4054 | 117.715 | 8.1808 | 1.4808 | 19.0153 | 30.9229 | 84.4054 | 117.715 | 8.1808 | 1.4808 | 19.0153
U | d042h | 30.9229 | 81.4271 | 117.694 | 7.8312 | 1.4808 | 19.0153 | 30.9229 | 84.4054 | 117.715 | 8.1808 | 1.4808 | 19.0153 | 30.9229 | 84.4054 | 117.715 | 8.1808 | 1.4808 | 19.0153
U | d042i | 30.9229 | 81.4886 | 117.694 | 7.8372 | 1.4808 | 19.0153 | 30.9229 | 84.4054 | 117.715 | 8.1808 | 1.4808 | 19.0153 | 30.9229 | 84.4054 | 117.715 | 8.1808 | 1.4808 | 19.0153
U | d042j | 30.9229 | 82.1278 | 117.694 | 7.8472 | 1.4808 | 19.0153 | 30.9229 | 84.4054 | 117.715 | 8.1808 | 1.4808 | 19.0153 | 30.9229 | 84.4054 | 117.715 | 8.1808 | 1.4808 | 19.0153
U | d042k | 30.9229 | 82.5606 | 117.694 | 7.8566 | 1.4808 | 19.0153 | 30.9229 | 84.4054 | 117.715 | 8.1808 | 1.4808 | 19.0153 | 30.9229 | 84.4054 | 117.715 | 8.1808 | 1.4808 | 19.0153
U | d042l | 30.9229 | 82.8362 | 117.694 | 7.8602 | 1.4808 | 19.0153 | 30.9229 | 84.4054 | 117.715 | 8.1808 | 1.4808 | 19.0153 | 30.9229 | 84.4054 | 117.715 | 8.1808 | 1.4808 | 19.0153
U | d042m | 30.9229 | 82.6859 | 117.694 | 7.853 | 1.4808 | 19.0153 | 30.9229 | 84.4054 | 117.715 | 8.1808 | 1.4808 | 19.0153 | 30.9229 | 84.4054 | 117.715 | 8.1808 | 1.4808 | 19.0153
U | d042n | 30.9229 | 83.2675 | 117.695 | 7.8543 | 1.4808 | 19.0153 | 30.9229 | 84.4054 | 117.715 | 8.1808 | 1.4808 | 19.0153 | 30.9229 | 84.4054 | 117.715 | 8.1808 | 1.4808 | 19.0153
U | d042o | 30.9229 | 83.6924 | 117.715 | 7.8559 | 1.4808 | 19.0153 | 30.9229 | 84.4054 | 117.715 | 8.1808 | 1.4808 | 19.0153 | 30.9229 | 84.4054 | 117.715 | 8.1808 | 1.4808 | 19.0153
U | d042p | 30.9229 | 82.9645 | 117.695 | 7.843 | 1.4808 | 19.0153 | 30.9229 | 84.4054 | 117.715 | 8.1808 | 1.4808 | 19.0153 | 30.9229 | 84.4054 | 117.715 | 8.1808 | 1.4808 | 19.0153
U | d042q | 30.9229 | 84.0084 | 117.715 | 7.8536 | 1.4808 | 19.0153 | 30.9229 | 84.4054 | 117.715 | 8.1808 | 1.4808 | 19.0153 | 30.9229 | 84.4054 | 117.715 | 8.1808 | 1.4808 | 19.0153
U | d042r | 30.9229 | 83.2884 | 117.696 | 7.8456 | 1.4808 | 19.0153 | 30.9229 | 84.4054 | 117.715 | 8.1808 | 1.4808 | 19.0153 | 30.9229 | 84.4054 | 117.715 | 8.1808 | 1.4808 | 19.0153
U | d042s | 30.9229 | 82.7106 | 117.695 | 7.8415 | 1.4808 | 19.0153 | 30.9229 | 84.4054 | 117.715 | 8.1808 | 1.4808 | 19.0153 | 30.9229 | 84.4054 | 117.715 | 8.1808 | 1.4808 | 19.0153
U | d042t | 30.5065 | 80.8595 | 117.694 | 7.8379 | 1.4808 | 18.9987 | 30.9229 | 84.4054 | 117.715 | 8.1808 | 1.4808 | 19.0153 | 30.9229 | 84.4054 | 117.715 | 8.1808 | 1.4808 | 19.0153
U | d042u | 30.1036 | 78.7355 | 117.694 | 7.832 | 1.4808 | 18.8912 | 30.9229 | 84.4054 | 117.715 | 8.1808 | 1.4808 | 19.0153 | 30.9229 | 84.4054 | 117.715 | 8.1808 | 1.4808 | 19.0153
U | d042v | 29.5845 | 77.3643 | 117.694 | 7.8287 | 1.4808 | 18.8479 | 30.9229 | 84.4054 | 117.715 | 8.1808 | 1.4808 | 19.0153 | 30.9229 | 84.4054 | 117.715 | 8.1808 | 1.4808 | 19.0153
U | d042x | 28.6156 | 75.1204 | 117.694 | 7.8189 | 1.4808 | 18.8268 | 30.9229 | 84.4054 | 117.715 | 8.1808 | 1.4808 | 19.0153 | 30.9229 | 84.4054 | 117.715 | 8.1808 | 1.4808 | 19.0153
U | d042y | 28.1617 | 75.5522 | 117.694 | 7.8175 | 1.4808 | 18.8253 | 30.9229 | 84.4054 | 117.715 | 8.1808 | 1.4808 | 19.0153 | 30.9229 | 84.4054 | 117.715 | 8.1808 | 1.4808 | 19.0153
U | d043a | 26.9807 | 75.2773 | 117.694 | 7.8162 | 1.4808 | 18.83 | 30.9229 | 84.4054 | 117.715 | 8.1808 | 1.4808 | 19.0153 | 30.9229 | 84.4054 | 117.715 | 8.1808 | 1.4808 | 19.0153
U | d043b | 25.9401 | 74.9191 | 117.694 | 7.8149 | 1.4808 | 18.8243 | 30.9229 | 84.4054 | 117.715 | 8.1808 | 1.4808 | 19.0153 | 30.9229 | 84.4054 | 117.715 | 8.1808 | 1.4808 | 19.0153
U | d043c | 25.6783 | 78.4399 | 117.694 | 7.8149 | 1.4808 | 18.822 | 30.9229 | 84.4054 | 117.715 | 8.1808 | 1.4808 | 19.0153 | 30.9229 | 84.4054 | 117.715 | 8.1808 | 1.4808 | 19.0153
U | d043d | 25.6923 | 80.3005 | 117.694 | 7.8155 | 1.4808 | 18.8227 | 30.9229 | 84.4054 | 117.715 | 8.1808 | 1.4808 | 19.0153 | 30.9229 | 84.4054 | 117.715 | 8.1808 | 1.4808 | 19.0153
U | d043e | 25.4755 | 80.3316 | 117.694 | 7.8155 | 1.4808 | 18.8287 | 30.9229 | 84.4054 | 117.715 | 8.1808 | 1.4808 | 19.0153 | 30.9229 | 84.4054 | 117.715 | 8.1808 | 1.4808 | 19.0153
U | d043f | 25.8707 | 80.7205 | 117.694 | 7.8163 | 1.4808 | 18.8479 | 30.9229 | 84.4054 | 117.715 | 8.1808 | 1.4808 | 19.0153 | 30.9229 | 84.4054 | 117.715 | 8.1808 | 1.4808 | 19.0153
U | d043g | 27.2472 | 80.9087 | 117.694 | 7.8199 | 1.4808 | 18.8751 | 30.9229 | 84.4054 | 117.715 | 8.1808 | 1.4808 | 19.0153 | 30.9229 | 84.4054 | 117.715 | 8.1808 | 1.4808 | 19.0153
U | d043h | 28.2271 | 81.3713 | 117.695 | 7.824 | 1.4808 | 18.8898 | 30.9229 | 84.4054 | 117.715 | 8.1808 | 1.4808 | 19.0153 | 30.9229 | 84.4054 | 117.715 | 8.1808 | 1.4808 | 19.0153
U | d043i | 29.3301 | 82.2374 | 117.715 | 7.8293 | 1.4808 | 18.8983 | 30.9229 | 84.4054 | 117.715 | 8.1808 | 1.4808 | 19.0153 | 30.9229 | 84.4054 | 117.715 | 8.1808 | 1.4808 | 19.0153
U | d043j | 29.3482 | 82.3387 | 117.715 | 7.8302 | 1.4808 | 18.9037 | 30.9229 | 84.4054 | 117.715 | 8.1808 | 1.4808 | 19.0153 | 30.9229 | 84.4054 | 117.715 | 8.1808 | 1.4808 | 19.0153
U | d043k | 29.9598 | 83.2103 | 117.715 | 7.8327 | 1.4808 | 18.966 | 30.9229 | 84.4054 | 117.715 | 8.1808 | 1.4808 | 19.0153 | 30.9229 | 84.4054 | 117.715 | 8.1808 | 1.4808 | 19.0153
U | d043l | 30.0464 | 83.3541 | 117.715 | 7.8321 | 1.4808 | 19.0153 | 30.9229 | 84.4054 | 117.715 | 8.1808 | 1.4808 | 19.0153 | 30.9229 | 84.4054 | 117.715 | 8.1808 | 1.4808 | 19.0153
U | d043m | 30.8107 | 83.7362 | 117.715 | 7.8343 | 1.4808 | 19.0153 | 30.9229 | 84.4054 | 117.715 | 8.1808 | 1.4808 | 19.0153 | 30.9229 | 84.4054 | 117.715 | 8.1808 | 1.4808 | 19.0153
U | d043n | 30.8581 | 83.7439 | 117.715 | 7.8334 | 1.4808 | 19.0153 | 30.9229 | 84.4054 | 117.715 | 8.1808 | 1.4808 | 19.0153 | 30.9229 | 84.4054 | 117.715 | 8.1808 | 1.4808 | 19.0153
U | d043o | 30.9229 | 84.4054 | 117.715 | 7.9109 | 1.4808 | 19.0153 | 30.9229 | 84.4054 | 117.715 | 8.1808 | 1.4808 | 19.0153 | 30.9229 | 84.4054 | 117.715 | 8.1808 | 1.4808 | 19.0153
U | d043p | 30.9229 | 84.4054 | 117.715 | 7.8684 | 1.4808 | 19.0153 | 30.9229 | 84.4054 | 117.715 | 8.1808 | 1.4808 | 19.0153 | 30.9229 | 84.4054 | 117.715 | 8.1808 | 1.4808 | 19.0153
U | d043q | 30.9229 | 84.4054 | 117.715 | 7.8925 | 1.4808 | 19.0153 | 30.9229 | 84.4054 | 117.715 | 8.1808 | 1.4808 | 19.0153 | 30.9229 | 84.4054 | 117.715 | 8.1808 | 1.4808 | 19.0153
U | d043r | 30.9229 | 84.2779 | 117.715 | 7.8462 | 1.4808 | 19.0153 | 30.9229 | 84.4054 | 117.715 | 8.1808 | 1.4808 | 19.0153 | 30.9229 | 84.4054 | 117.715 | 8.1808 | 1.4808 | 19.0153
U | d043s | 30.9229 | 84.3187 | 117.715 | 7.8502 | 1.4808 | 19.0153 | 30.9229 | 84.4054 | 117.715 | 8.1808 | 1.4808 | 19.0153 | 30.9229 | 84.4054 | 117.715 | 8.1808 | 1.4808 | 19.0153
U | d043t | 30.9229 | 83.527 | 117.715 | 7.8356 | 1.4808 | 19.0153 | 30.9229 | 84.4054 | 117.715 | 8.1808 | 1.4808 | 19.0153 | 30.9229 | 84.4054 | 117.715 | 8.1808 | 1.4808 | 19.0153
U | d043u | 30.6484 | 83.1573 | 117.715 | 7.8342 | 1.4808 | 19.0153 | 30.9229 | 84.4054 | 117.715 | 8.1808 | 1.4808 | 19.0153 | 30.9229 | 84.4054 | 117.715 | 8.1808 | 1.4808 | 19.0153
U | d043v | 30.5595 | 82.8408 | 117.715 | 7.8299 | 1.4808 | 18.8645 | 30.9229 | 84.4054 | 117.715 | 8.1808 | 1.4808 | 19.0153 | 30.9229 | 84.4054 | 117.715 | 8.1808 | 1.4808 | 19.0153
U | d043x | 29.8937 | 81.8815 | 117.715 | 7.8201 | 1.4808 | 18.8256 | 30.9229 | 84.4054 | 117.715 | 8.1808 | 1.4808 | 19.0153 | 30.9229 | 84.4054 | 117.715 | 8.1808 | 1.4808 | 19.0153
U | d043y | 29.3604 | 81.8439 | 117.715 | 7.8182 | 1.4808 | 18.8197 | 30.9229 | 84.4054 | 117.715 | 8.1808 | 1.4808 | 19.0153 | 30.9229 | 84.4054 | 117.715 | 8.1808 | 1.4808 | 19.0153
U | d044a | 28.7091 | 81.9177 | 117.715 | 7.8163 | 1.4808 | 18.8229 | 30.9229 | 84.4054 | 117.715 | 8.1808 | 1.4808 | 19.0153 | 30.9229 | 84.4054 | 117.715 | 8.1808 | 1.4808 | 19.0153
U | d044b | 28.1198 | 81.9871 | 117.715 | 7.815 | 1.4808 | 18.8187 | 30.9229 | 84.4054 | 117.715 | 8.1808 | 1.4808 | 19.0153 | 30.9229 | 84.4054 | 117.715 | 8.1808 | 1.4808 | 19.0153
U | d044c | 27.9651 | 82.5765 | 117.715 | 7.8153 | 1.4808 | 18.8181 | 30.9229 | 84.4054 | 117.715 | 8.1808 | 1.4808 | 19.0153 | 30.9229 | 84.4054 | 117.715 | 8.1808 | 1.4808 | 19.0153
U | d044d | 27.6111 | 83.3699 | 117.715 | 7.8156 | 1.4808 | 18.8193 | 30.9229 | 84.4054 | 117.715 | 8.1808 | 1.4808 | 19.0153 | 30.9229 | 84.4054 | 117.715 | 8.1808 | 1.4808 | 19.0153
U | d044e | 27.2803 | 83.5333 | 117.715 | 7.8166 | 1.4808 | 18.8254 | 30.9229 | 84.4054 | 117.715 | 8.1808 | 1.4808 | 19.0153 | 30.9229 | 84.4054 | 117.715 | 8.1808 | 1.4808 | 19.0153
U | d044f | 27.7944 | 83.8859 | 117.715 | 7.8196 | 1.4808 | 18.8529 | 30.9229 | 84.4054 | 117.715 | 8.1808 | 1.4808 | 19.0153 | 30.9229 | 84.4054 | 117.715 | 8.1808 | 1.4808 | 19.0153
U | d044g | 30.9229 | 84.4054 | 117.715 | 7.8502 | 1.4808 | 19.0153 | 30.9229 | 84.4054 | 117.715 | 8.1808 | 1.4808 | 19.0153 | 30.9229 | 84.4054 | 117.715 | 8.1808 | 1.4808 | 19.0153
U | d044h | 30.9229 | 84.4054 | 117.715 | 7.9774 | 1.4808 | 19.0153 | 30.9229 | 84.4054 | 117.715 | 8.1808 | 1.4808 | 19.0153 | 30.9229 | 84.4054 | 117.715 | 8.1808 | 1.4808 | 19.0153
U | d044i | 30.9229 | 84.4054 | 117.715 | 8.1808 | 1.4808 | 19.0153 | 30.9229 | 84.4054 | 117.715 | 8.1808 | 1.4808 | 19.0153 | 30.9229 | 84.4054 | 117.715 | 8.1808 | 1.4808 | 19.0153
U | d044j | 30.9229 | 84.4054 | 117.715 | 8.1205 | 1.4808 | 19.0153 | 30.9229 | 84.4054 | 117.715 | 8.1808 | 1.4808 | 19.0153 | 30.9229 | 84.4054 | 117.715 | 8.1808 | 1.4808 | 19.0153
U | d044k | 30.9229 | 84.4054 | 117.715 | 8.1303 | 1.4808 | 19.0153 | 30.9229 | 84.4054 | 117.715 | 8.1808 | 1.4808 | 19.0153 | 30.9229 | 84.4054 | 117.715 | 8.1808 | 1.4808 | 19.0153
U | d044l | 30.9229 | 84.4054 | 117.715 | 8.0642 | 1.4808 | 19.0153 | 30.9229 | 84.4054 | 117.715 | 8.1808 | 1.4808 | 19.0153 | 30.9229 | 84.4054 | 117.715 | 8.1808 | 1.4808 | 19.0153
U | d044m | 30.9229 | 84.4054 | 117.715 | 7.9884 | 1.4808 | 19.0153 | 30.9229 | 84.4054 | 117.715 | 8.1808 | 1.4808 | 19.0153 | 30.9229 | 84.4054 | 117.715 | 8.1808 | 1.4808 | 19.0153
U | d044n | 30.9229 | 84.4054 | 117.715 | 7.984 | 1.4808 | 19.0153 | 30.9229 | 84.4054 | 117.715 | 8.1808 | 1.4808 | 19.0153 | 30.9229 | 84.4054 | 117.715 | 8.1808 | 1.4808 | 19.0153
U | d044o | 30.9229 | 84.4054 | 117.715 | 7.9609 | 1.4808 | 19.0153 | 30.9229 | 84.4054 | 117.715 | 8.1808 | 1.4808 | 19.0153 | 30.9229 | 84.4054 | 117.715 | 8.1808 | 1.4808 | 19.0153
U | d044p | 30.9229 | 84.4054 | 117.715 | 8.0675 | 1.4808 | 19.0153 | 30.9229 | 84.4054 | 117.715 | 8.1808 | 1.4808 | 19.0153 | 30.9229 | 84.4054 | 117.715 | 8.1808 | 1.4808 | 19.0153
U | d044q | 30.9229 | 84.4054 | 117.715 | 8.1612 | 1.4808 | 19.0153 | 30.9229 | 84.4054 | 117.715 | 8.1808 | 1.4808 | 19.0153 | 30.9229 | 84.4054 | 117.715 | 8.1808 | 1.4808 | 19.0153
U | d044r | 30.9229 | 84.4054 | 117.715 | 8.0832 | 1.4808 | 19.0153 | 30.9229 | 84.4054 | 117.715 | 8.1808 | 1.4808 | 19.0153 | 30.9229 | 84.4054 | 117.715 | 8.1808 | 1.4808 | 19.0153
U | d044s | 30.9229 | 84.4054 | 117.715 | 8.0493 | 1.4808 | 19.0153 | 30.9229 | 84.4054 | 117.715 | 8.1808 | 1.4808 | 19.0153 | 30.9229 | 84.4054 | 117.715 | 8.1808 | 1.4808 | 19.0153
U | d044t | 30.9229 | 84.4054 | 117.715 | 7.9323 | 1.4808 | 19.0153 | 30.9229 | 84.4054 | 117.715 | 8.1808 | 1.4808 | 19.0153 | 30.9229 | 84.4054 | 117.715 | 8.1808 | 1.4808 | 19.0153
U | d044u | 30.9229 | 84.4054 | 117.715 | 7.8953 | 1.4808 | 19.0153 | 30.9229 | 84.4054 | 117.715 | 8.1808 | 1.4808 | 19.0153 | 30.9229 | 84.4054 | 117.715 | 8.1808 | 1.4808 | 19.0153
U | d044v | 30.9229 | 84.4054 | 117.715 | 7.8528 | 1.4808 | 19.0153 | 30.9229 | 84.4054 | 117.715 | 8.1808 | 1.4808 | 19.0153 | 30.9229 | 84.4054 | 117.715 | 8.1808 | 1.4808 | 19.0153
U | d044x | 30.2017 | 83.7784 | 117.715 | 7.8217 | 1.4808 | 18.8829 | 30.9229 | 84.4054 | 117.715 | 8.1808 | 1.4808 | 19.0153 | 30.9229 | 84.4054 | 117.715 | 8.1808 | 1.4808 | 19.0153
U | d044y | 29.6847 | 83.4424 | 117.715 | 7.819 | 1.4808 | 18.8705 | 30.9229 | 84.4054 | 117.715 | 8.1808 | 1.4808 | 19.0153 | 30.9229 | 84.4054 | 117.715 | 8.1808 | 1.4808 | 19.0153
U | d045a | 29.1665 | 83.3973 | 117.715 | 7.8165 | 1.4808 | 18.8749 | 30.9229 | 84.4054 | 117.715 | 8.1808 | 1.4808 | 19.0153 | 30.9229 | 84.4054 | 117.715 | 8.1808 | 1.4808 | 19.0153
U | d045b | 28.9141 | 83.528 | 117.715 | 7.8156 | 1.4808 | 18.8728 | 30.9229 | 84.4054 | 117.715 | 8.1808 | 1.4808 | 19.0153 | 30.9229 | 84.4054 | 117.715 | 8.1808 | 1.4808 | 19.0153
U | d045c | 29.964 | 84.4054 | 117.715 | 7.8188 | 1.4808 | 18.8725 | 30.9229 | 84.4054 | 117.715 | 8.1808 | 1.4808 | 19.0153 | 30.9229 | 84.4054 | 117.715 | 8.1808 | 1.4808 | 19.0153
U | d045d | 30.6355 | 84.4054 | 117.715 | 7.824 | 1.4808 | 18.8755 | 30.9229 | 84.4054 | 117.715 | 8.1808 | 1.4808 | 19.0153 | 30.9229 | 84.4054 | 117.715 | 8.1808 | 1.4808 | 19.0153
U | d045e | 30.6362 | 84.4054 | 117.715 | 7.8232 | 1.4808 | 18.8973 | 30.9229 | 84.4054 | 117.715 | 8.1808 | 1.4808 | 19.0153 | 30.9229 | 84.4054 | 117.715 | 8.1808 | 1.4808 | 19.0153
U | d045f | 30.9229 | 84.4054 | 117.715 | 7.8362 | 1.4808 | 19.0153 | 30.9229 | 84.4054 | 117.715 | 8.1808 | 1.4808 | 19.0153 | 30.9229 | 84.4054 | 117.715 | 8.1808 | 1.4808 | 19.0153
U | d045g | 30.9229 | 84.4054 | 117.715 | 7.9505 | 1.4808 | 19.0153 | 30.9229 | 84.4054 | 117.715 | 8.1808 | 1.4808 | 19.0153 | 30.9229 | 84.4054 | 117.715 | 8.1808 | 1.4808 | 19.0153
U | d045h | 30.9229 | 84.4054 | 117.715 | 8.1808 | 1.4808 | 19.0153 | 30.9229 | 84.4054 | 117.715 | 8.1808 | 1.4808 | 19.0153 | 30.9229 | 84.4054 | 117.715 | 8.1808 | 1.4808 | 19.0153
U | d045i | 30.9229 | 84.4054 | 117.715 | 8.1808 | 1.4808 | 19.0153 | 30.9229 | 84.4054 | 117.715 | 8.1808 | 1.4808 | 19.0153 | 30.9229 | 84.4054 | 117.715 | 8.1808 | 1.4808 | 19.0153
U | d045j | 30.9229 | 84.4054 | 117.715 | 8.1808 | 1.4808 | 19.0153 | 30.9229 | 84.4054 | 117.715 | 8.1808 | 1.4808 | 19.0153 | 30.9229 | 84.4054 | 117.715 | 8.1808 | 1.4808 | 19.0153
U | d045k | 30.9229 | 84.4054 | 117.715 | 8.1808 | 1.4808 | 19.0153 | 30.9229 | 84.4054 | 117.715 | 8.1808 | 1.4808 | 19.0153 | 30.9229 | 84.4054 | 117.715 | 8.1808 | 1.4808 | 19.0153
U | d045l | 30.9229 | 84.4054 | 117.715 | 8.1808 | 1.4808 | 19.0153 | 30.9229 | 84.4054 | 117.715 | 8.1808 | 1.4808 | 19.0153 | 30.9229 | 84.4054 | 117.715 | 8.1808 | 1.4808 | 19.0153
U | d045m | 30.9229 | 84.4054 | 117.715 | 8.1808 | 1.4808 | 19.0153 | 30.9229 | 84.4054 | 117.715 | 8.1808 | 1.4808 | 19.0153 | 30.9229 | 84.4054 | 117.715 | 8.1808 | 1.4808 | 19.0153
U | d045n | 30.9229 | 84.4054 | 117.715 | 8.1808 | 1.4808 | 19.0153 | 30.9229 | 84.4054 | 117.715 | 8.1808 | 1.4808 | 19.0153 | 30.9229 | 84.4054 | 117.715 | 8.1808 | 1.4808 | 19.0153
U | d045o | 30.9229 | 84.4054 | 117.715 | 8.1808 | 1.4808 | 19.0153 | 30.9229 | 84.4054 | 117.715 | 8.1808 | 1.4808 | 19.0153 | 30.9229 | 84.4054 | 117.715 | 8.1808 | 1.4808 | 19.0153
U | d045p | 30.9229 | 84.4054 | 117.715 | 8.1808 | 1.4808 | 19.0153 | 30.9229 | 84.4054 | 117.715 | 8.1808 | 1.4808 | 19.0153 | 30.9229 | 84.4054 | 117.715 | 8.1808 | 1.4808 | 19.0153
U | d045q | 30.9229 | 84.4054 | 117.715 | 8.1808 | 1.4808 | 19.0153 | 30.9229 | 84.4054 | 117.715 | 8.1808 | 1.4808 | 19.0153 | 30.9229 | 84.4054 | 117.715 | 8.1808 | 1.4808 | 19.0153
U | d045r | 30.9229 | 84.4054 | 117.715 | 8.1808 | 1.4808 | 19.0153 | 30.9229 | 84.4054 | 117.715 | 8.1808 | 1.4808 | 19.0153 | 30.9229 | 84.4054 | 117.715 | 8.1808 | 1.4808 | 19.0153
U | d045s | 30.9229 | 84.4054 | 117.715 | 8.1728 | 1.4808 | 19.0153 | 30.9229 | 84.4054 | 117.715 | 8.1808 | 1.4808 | 19.0153 | 30.9229 | 84.4054 | 117.715 | 8.1808 | 1.4808 | 19.0153
U | d045t | 30.9229 | 84.4054 | 117.715 | 8.0717 | 1.4808 | 19.0153 | 30.9229 | 84.4054 | 117.715 | 8.1808 | 1.4808 | 19.0153 | 30.9229 | 84.4054 | 117.715 | 8.1808 | 1.4808 | 19.0153
U | d045u | 30.9229 | 84.4054 | 117.715 | 7.919 | 1.4808 | 19.0153 | 30.9229 | 84.4054 | 117.715 | 8.1808 | 1.4808 | 19.0153 | 30.9229 | 84.4054 | 117.715 | 8.1808 | 1.4808 | 19.0153
U | d045v | 30.9229 | 84.4054 | 117.715 | 7.8477 | 1.4808 | 18.9839 | 30.9229 | 84.4054 | 117.715 | 8.1808 | 1.4808 | 19.0153 | 30.9229 | 84.4054 | 117.715 | 8.1808 | 1.4808 | 19.0153
U | d045x | 29.5933 | 83.533 | 117.715 | 7.821 | 1.4808 | 18.8858 | 30.9229 | 84.4054 | 117.715 | 8.1808 | 1.4808 | 19.0153 | 30.9229 | 84.4054 | 117.715 | 8.1808 | 1.4808 | 19.0153
U | d045y | 29.3261 | 83.413 | 117.715 | 7.8183 | 1.4808 | 18.8748 | 30.9229 | 84.4054 | 117.715 | 8.1808 | 1.4808 | 19.0153 | 30.9229 | 84.4054 | 117.715 | 8.1808 | 1.4808 | 19.0153
U | d046a | 29.0782 | 83.3735 | 117.715 | 7.8161 | 1.4808 | 18.876 | 30.9229 | 84.4054 | 117.715 | 8.1808 | 1.4808 | 19.0153 | 30.9229 | 84.4054 | 117.715 | 8.1808 | 1.4808 | 19.0153
U | d046b | 29.0605 | 83.4017 | 117.715 | 7.8151 | 1.4808 | 18.8739 | 30.9229 | 84.4054 | 117.715 | 8.1808 | 1.4808 | 19.0153 | 30.9229 | 84.4054 | 117.715 | 8.1808 | 1.4808 | 19.0153
U | d046c | 29.1774 | 83.9384 | 117.715 | 7.816 | 1.4808 | 18.8734 | 30.9229 | 84.4054 | 117.715 | 8.1808 | 1.4808 | 19.0153 | 30.9229 | 84.4054 | 117.715 | 8.1808 | 1.4808 | 19.0153
U | d046d | 30.7131 | 84.4054 | 117.715 | 7.8248 | 1.4808 | 18.875 | 30.9229 | 84.4054 | 117.715 | 8.1808 | 1.4808 | 19.0153 | 30.9229 | 84.4054 | 117.715 | 8.1808 | 1.4808 | 19.0153
U | d046e | 30.7573 | 84.4054 | 117.715 | 7.8245 | 1.4808 | 18.8939 | 30.9229 | 84.4054 | 117.715 | 8.1808 | 1.4808 | 19.0153 | 30.9229 | 84.4054 | 117.715 | 8.1808 | 1.4808 | 19.0153
U | d046f | 30.9229 | 84.4054 | 117.715 | 7.8413 | 1.4808 | 19.0153 | 30.9229 | 84.4054 | 117.715 | 8.1808 | 1.4808 | 19.0153 | 30.9229 | 84.4054 | 117.715 | 8.1808 | 1.4808 | 19.0153
U | d046g | 30.9229 | 84.4054 | 117.715 | 7.9525 | 1.4808 | 19.0153 | 30.9229 | 84.4054 | 117.715 | 8.1808 | 1.4808 | 19.0153 | 30.9229 | 84.4054 | 117.715 | 8.1808 | 1.4808 | 19.0153
U | d046h | 30.9229 | 84.4054 | 117.715 | 8.1808 | 1.4808 | 19.0153 | 30.9229 | 84.4054 | 117.715 | 8.1808 | 1.4808 | 19.0153 | 30.9229 | 84.4054 | 117.715 | 8.1808 | 1.4808 | 19.0153
U | d046i | 30.9229 | 84.4054 | 117.715 | 8.1808 | 1.4808 | 19.0153 | 30.9229 | 84.4054 | 117.715 | 8.1808 | 1.4808 | 19.0153 | 30.9229 | 84.4054 | 117.715 | 8.1808 | 1.4808 | 19.0153
U | d046j | 30.9229 | 84.4054 | 117.715 | 8.1808 | 1.4808 | 19.0153 | 30.9229 | 84.4054 | 117.715 | 8.1808 | 1.4808 | 19.0153 | 30.9229 | 84.4054 | 117.715 | 8.1808 | 1.4808 | 19.0153
U | d046k | 30.9229 | 84.4054 | 117.715 | 8.1808 | 1.4808 | 19.0153 | 30.9229 | 84.4054 | 117.715 | 8.1808 | 1.4808 | 19.0153 | 30.9229 | 84.4054 | 117.715 | 8.1808 | 1.4808 | 19.0153
U | d046l | 30.9229 | 84.4054 | 117.715 | 8.1808 | 1.4808 | 19.0153 | 30.9229 | 84.4054 | 117.715 | 8.1808 | 1.4808 | 19.0153 | 30.9229 | 84.4054 | 117.715 | 8.1808 | 1.4808 | 19.0153
U | d046m | 30.9229 | 84.4054 | 117.715 | 8.1808 | 1.4808 | 19.0153 | 30.9229 | 84.4054 | 117.715 | 8.1808 | 1.4808 | 19.0153 | 30.9229 | 84.4054 | 117.715 | 8.1808 | 1.4808 | 19.0153
U | d046n | 30.9229 | 84.4054 | 117.715 | 8.1808 | 1.4808 | 19.0153 | 30.9229 | 84.4054 | 117.715 | 8.1808 | 1.4808 | 19.0153 | 30.9229 | 84.4054 | 117.715 | 8.1808 | 1.4808 | 19.0153
U | d046o | 30.9229 | 84.4054 | 117.715 | 8.1808 | 1.4808 | 19.0153 | 30.9229 | 84.4054 | 117.715 | 8.1808 | 1.4808 | 19.0153 | 30.9229 | 84.4054 | 117.715 | 8.1808 | 1.4808 | 19.0153
U | d046p | 30.9229 | 84.4054 | 117.715 | 8.1808 | 1.4808 | 19.0153 | 30.9229 | 84.4054 | 117.715 | 8.1808 | 1.4808 | 19.0153 | 30.9229 | 84.4054 | 117.715 | 8.1808 | 1.4808 | 19.0153
U | d046q | 30.9229 | 84.4054 | 117.715 | 8.1808 | 1.4808 | 19.0153 | 30.9229 | 84.4054 | 117.715 | 8.1808 | 1.4808 | 19.0153 | 30.9229 | 84.4054 | 117.715 | 8.1808 | 1.4808 | 19.0153
U | d046r | 30.9229 | 84.4054 | 117.715 | 8.1808 | 1.4808 | 19.0153 | 30.9229 | 84.4054 | 117.715 | 8.1808 | 1.4808 | 19.0153 | 30.9229 | 84.4054 | 117.715 | 8.1808 | 1.4808 | 19.0153
U | d046s | 30.9229 | 84.4054 | 117.715 | 8.1808 | 1.4808 | 19.0153 | 30.9229 | 84.4054 | 117.715 | 8.1808 | 1.4808 | 19.0153 | 30.9229 | 84.4054 | 117.715 | 8.1808 | 1.4808 | 19.0153
U | d046t | 30.9229 | 84.4054 | 117.715 | 8.0978 | 1.4808 | 19.0153 | 30.9229 | 84.4054 | 117.715 | 8.1808 | 1.4808 | 19.0153 | 30.9229 | 84.4054 | 117.715 | 8.1808 | 1.4808 | 19.0153
U | d046u | 30.9229 | 84.4054 | 117.715 | 7.949 | 1.4808 | 19.0153 | 30.9229 | 84.4054 | 117.715 | 8.1808 | 1.4808 | 19.0153 | 30.9229 | 84.4054 | 117.715 | 8.1808 | 1.4808 | 19.0153
U | d046v | 30.9229 | 84.4054 | 117.715 | 7.886 | 1.4808 | 19.0153 | 30.9229 | 84.4054 | 117.715 | 8.1808 | 1.4808 | 19.0153 | 30.9229 | 84.4054 | 117.715 | 8.1808 | 1.4808 | 19.0153
U | d046x | 30.2863 | 83.518 | 117.715 | 7.8225 | 1.4808 | 18.9013 | 30.9229 | 84.4054 | 117.715 | 8.1808 | 1.4808 | 19.0153 | 30.9229 | 84.4054 | 117.715 | 8.1808 | 1.4808 | 19.0153
U | d046y | 29.9733 | 83.4608 | 117.715 | 7.8202 | 1.4808 | 18.8888 | 30.9229 | 84.4054 | 117.715 | 8.1808 | 1.4808 | 19.0153 | 30.9229 | 84.4054 | 117.715 | 8.1808 | 1.4808 | 19.0153
U | d047a | 29.6301 | 83.4234 | 117.715 | 7.8178 | 1.4808 | 18.889 | 30.9229 | 84.4054 | 117.715 | 8.1808 | 1.4808 | 19.0153 | 30.9229 | 84.4054 | 117.715 | 8.1808 | 1.4808 | 19.0153
U | d047b | 29.5539 | 83.4393 | 117.715 | 7.8164 | 1.4808 | 18.8835 | 30.9229 | 84.4054 | 117.715 | 8.1808 | 1.4808 | 19.0153 | 30.9229 | 84.4054 | 117.715 | 8.1808 | 1.4808 | 19.0153
U | d047c | 29.661 | 83.9467 | 117.715 | 7.8164 | 1.4808 | 18.8833 | 30.9229 | 84.4054 | 117.715 | 8.1808 | 1.4808 | 19.0153 | 30.9229 | 84.4054 | 117.715 | 8.1808 | 1.4808 | 19.0153
U | d047d | 30.8269 | 84.4054 | 117.715 | 7.8244 | 1.4808 | 18.8816 | 30.9229 | 84.4054 | 117.715 | 8.1808 | 1.4808 | 19.0153 | 30.9229 | 84.4054 | 117.715 | 8.1808 | 1.4808 | 19.0153
U | d047e | 30.8657 | 84.4054 | 117.715 | 7.8235 | 1.4808 | 18.9012 | 30.9229 | 84.4054 | 117.715 | 8.1808 | 1.4808 | 19.0153 | 30.9229 | 84.4054 | 117.715 | 8.1808 | 1.4808 | 19.0153
U | d047f | 30.9229 | 84.4054 | 117.715 | 7.8399 | 1.4808 | 19.0153 | 30.9229 | 84.4054 | 117.715 | 8.1808 | 1.4808 | 19.0153 | 30.9229 | 84.4054 | 117.715 | 8.1808 | 1.4808 | 19.0153
U | d047g | 30.9229 | 84.4054 | 117.715 | 7.9304 | 1.4808 | 19.0153 | 30.9229 | 84.4054 | 117.715 | 8.1808 | 1.4808 | 19.0153 | 30.9229 | 84.4054 | 117.715 | 8.1808 | 1.4808 | 19.0153
U | d047h | 30.9229 | 84.4054 | 117.715 | 8.1808 | 1.4808 | 19.0153 | 30.9229 | 84.4054 | 117.715 | 8.1808 | 1.4808 | 19.0153 | 30.9229 | 84.4054 | 117.715 | 8.1808 | 1.4808 | 19.0153
U | d047i | 30.9229 | 84.4054 | 117.715 | 8.1808 | 1.4808 | 19.0153 | 30.9229 | 84.4054 | 117.715 | 8.1808 | 1.4808 | 19.0153 | 30.9229 | 84.4054 | 117.715 | 8.1808 | 1.4808 | 19.0153
U | d047j | 30.9229 | 84.4054 | 117.715 | 8.1808 | 1.4808 | 19.0153 | 30.9229 | 84.4054 | 117.715 | 8.1808 | 1.4808 | 19.0153 | 30.9229 | 84.4054 | 117.715 | 8.1808 | 1.4808 | 19.0153
U | d047k | 30.9229 | 84.4054 | 117.715 | 8.1528 | 1.4808 | 19.0153 | 30.9229 | 84.4054 | 117.715 | 8.1808 | 1.4808 | 19.0153 | 30.9229 | 84.4054 | 117.715 | 8.1808 | 1.4808 | 19.0153
U | d047l | 30.9229 | 84.4054 | 117.715 | 8.08 | 1.4808 | 19.0153 | 30.9229 | 84.4054 | 117.715 | 8.1808 | 1.4808 | 19.0153 | 30.9229 | 84.4054 | 117.715 | 8.1808 | 1.4808 | 19.0153
U | d047m | 30.9229 | 84.4054 | 117.715 | 8.1339 | 1.4808 | 19.0153 | 30.9229 | 84.4054 | 117.715 | 8.1808 | 1.4808 | 19.0153 | 30.9229 | 84.4054 | 117.715 | 8.1808 | 1.4808 | 19.0153
U | d047n | 30.9229 | 84.4054 | 117.715 | 8.0663 | 1.4808 | 19.0153 | 30.9229 | 84.4054 | 117.715 | 8.1808 | 1.4808 | 19.0153 | 30.9229 | 84.4054 | 117.715 | 8.1808 | 1.4808 | 19.0153
U | d047o | 30.9229 | 84.4054 | 117.715 | 8.0048 | 1.4808 | 19.0153 | 30.9229 | 84.4054 | 117.715 | 8.1808 | 1.4808 | 19.0153 | 30.9229 | 84.4054 | 117.715 | 8.1808 | 1.4808 | 19.0153
U | d047p | 30.9229 | 84.4054 | 117.715 | 8.0182 | 1.4808 | 19.0153 | 30.9229 | 84.4054 | 117.715 | 8.1808 | 1.4808 | 19.0153 | 30.9229 | 84.4054 | 117.715 | 8.1808 | 1.4808 | 19.0153
U | d047q | 30.9229 | 84.4054 | 117.715 | 7.9882 | 1.4808 | 19.0153 | 30.9229 | 84.4054 | 117.715 | 8.1808 | 1.4808 | 19.0153 | 30.9229 | 84.4054 | 117.715 | 8.1808 | 1.4808 | 19.0153
U | d047r | 30.9229 | 84.4054 | 117.715 | 7.9756 | 1.4808 | 19.0153 | 30.9229 | 84.4054 | 117.715 | 8.1808 | 1.4808 | 19.0153 | 30.9229 | 84.4054 | 117.715 | 8.1808 | 1.4808 | 19.0153
U | d047s | 30.9229 | 84.4054 | 117.715 | 7.928 | 1.4808 | 19.0153 | 30.9229 | 84.4054 | 117.715 | 8.1808 | 1.4808 | 19.0153 | 30.9229 | 84.4054 | 117.715 | 8.1808 | 1.4808 | 19.0153
U | d047t | 30.9229 | 84.4054 | 117.715 | 7.8988 | 1.4808 | 19.0153 | 30.9229 | 84.4054 | 117.715 | 8.1808 | 1.4808 | 19.0153 | 30.9229 | 84.4054 | 117.715 | 8.1808 | 1.4808 | 19.0153
U | d047u | 30.9229 | 84.4054 | 117.715 | 7.8397 | 1.4808 | 19.0153 | 30.9229 | 84.4054 | 117.715 | 8.1808 | 1.4808 | 19.0153 | 30.9229 | 84.4054 | 117.715 | 8.1808 | 1.4808 | 19.0153
U | d047v | 30.8228 | 84.4054 | 117.715 | 7.8332 | 1.4808 | 19.0153 | 30.9229 | 84.4054 | 117.715 | 8.1808 | 1.4808 | 19.0153 | 30.9229 | 84.4054 | 117.715 | 8.1808 | 1.4808 | 19.0153
U | d047x | 29.9987 | 83.5345 | 117.715 | 7.8179 | 1.4808 | 19.007 | 30.9229 | 84.4054 | 117.715 | 8.1808 | 1.4808 | 19.0153 | 30.9229 | 84.4054 | 117.715 | 8.1808 | 1.4808 | 19.0153
U | d047y | 29.4151 | 83.389 | 117.715 | 7.8147 | 1.4808 | 18.901 | 30.9229 | 84.4054 | 117.715 | 8.1808 | 1.4808 | 19.0153 | 30.9229 | 84.4054 | 117.715 | 8.1808 | 1.4808 | 19.0153
U | d048a | 28.9316 | 83.3655 | 117.715 | 7.8127 | 1.4808 | 18.9018 | 30.9229 | 84.4054 | 117.715 | 8.1808 | 1.4808 | 19.0153 | 30.9229 | 84.4054 | 117.715 | 8.1808 | 1.4808 | 19.0153
U | d048b | 28.8392 | 83.3944 | 117.715 | 7.8125 | 1.4808 | 18.8979 | 30.9229 | 84.4054 | 117.715 | 8.1808 | 1.4808 | 19.0153 | 30.9229 | 84.4054 | 117.715 | 8.1808 | 1.4808 | 19.0153
U | d048c | 28.8031 | 83.5793 | 117.715 | 7.8132 | 1.4808 | 18.8957 | 30.9229 | 84.4054 | 117.715 | 8.1808 | 1.4808 | 19.0153 | 30.9229 | 84.4054 | 117.715 | 8.1808 | 1.4808 | 19.0153
U | d048d | 30.0867 | 84.4054 | 117.715 | 7.818 | 1.4808 | 18.8998 | 30.9229 | 84.4054 | 117.715 | 8.1808 | 1.4808 | 19.0153 | 30.9229 | 84.4054 | 117.715 | 8.1808 | 1.4808 | 19.0153
U | d048e | 30.4363 | 84.4054 | 117.715 | 7.8187 | 1.4808 | 18.935 | 30.9229 | 84.4054 | 117.715 | 8.1808 | 1.4808 | 19.0153 | 30.9229 | 84.4054 | 117.715 | 8.1808 | 1.4808 | 19.0153
U | d048f | 30.7919 | 84.4054 | 117.715 | 7.829 | 1.4808 | 19.0153 | 30.9229 | 84.4054 | 117.715 | 8.1808 | 1.4808 | 19.0153 | 30.9229 | 84.4054 | 117.715 | 8.1808 | 1.4808 | 19.0153
U | d048g | 30.9229 | 84.4054 | 117.715 | 7.9052 | 1.4808 | 19.0153 | 30.9229 | 84.4054 | 117.715 | 8.1808 | 1.4808 | 19.0153 | 30.9229 | 84.4054 | 117.715 | 8.1808 | 1.4808 | 19.0153
U | d048h | 30.9229 | 84.4054 | 117.715 | 8.1808 | 1.4808 | 19.0153 | 30.9229 | 84.4054 | 117.715 | 8.1808 | 1.4808 | 19.0153 | 30.9229 | 84.4054 | 117.715 | 8.1808 | 1.4808 | 19.0153
U | d048i | 30.9229 | 84.4054 | 117.715 | 8.1808 | 1.4808 | 19.0153 | 30.9229 | 84.4054 | 117.715 | 8.1808 | 1.4808 | 19.0153 | 30.9229 | 84.4054 | 117.715 | 8.1808 | 1.4808 | 19.0153
U | d048j | 30.9229 | 84.4054 | 117.715 | 8.1808 | 1.4808 | 19.0153 | 30.9229 | 84.4054 | 117.715 | 8.1808 | 1.4808 | 19.0153 | 30.9229 | 84.4054 | 117.715 | 8.1808 | 1.4808 | 19.0153
U | d048k | 30.9229 | 84.4054 | 117.715 | 8.1808 | 1.4808 | 19.0153 | 30.9229 | 84.4054 | 117.715 | 8.1808 | 1.4808 | 19.0153 | 30.9229 | 84.4054 | 117.715 | 8.1808 | 1.4808 | 19.0153
U | d048l | 30.9229 | 84.4054 | 117.715 | 8.1808 | 1.4808 | 19.0153 | 30.9229 | 84.4054 | 117.715 | 8.1808 | 1.4808 | 19.0153 | 30.9229 | 84.4054 | 117.715 | 8.1808 | 1.4808 | 19.0153
U | d048m | 30.9229 | 84.4054 | 117.715 | 8.0711 | 1.4808 | 19.0153 | 30.9229 | 84.4054 | 117.715 | 8.1808 | 1.4808 | 19.0153 | 30.9229 | 84.4054 | 117.715 | 8.1808 | 1.4808 | 19.0153
U | d048n | 30.9229 | 84.4054 | 117.715 | 8.0628 | 1.4808 | 19.0153 | 30.9229 | 84.4054 | 117.715 | 8.1808 | 1.4808 | 19.0153 | 30.9229 | 84.4054 | 117.715 | 8.1808 | 1.4808 | 19.0153
U | d048o | 30.9229 | 84.4054 | 117.715 | 8.0028 | 1.4808 | 19.0153 | 30.9229 | 84.4054 | 117.715 | 8.1808 | 1.4808 | 19.0153 | 30.9229 | 84.4054 | 117.715 | 8.1808 | 1.4808 | 19.0153
U | d048p | 30.9229 | 84.4054 | 117.715 | 8.0425 | 1.4808 | 19.0153 | 30.9229 | 84.4054 | 117.715 | 8.1808 | 1.4808 | 19.0153 | 30.9229 | 84.4054 | 117.715 | 8.1808 | 1.4808 | 19.0153
U | d048q | 30.9229 | 84.4054 | 117.715 | 7.9419 | 1.4808 | 19.0153 | 30.9229 | 84.4054 | 117.715 | 8.1808 | 1.4808 | 19.0153 | 30.9229 | 84.4054 | 117.715 | 8.1808 | 1.4808 | 19.0153
U | d048r | 30.9229 | 84.4054 | 117.715 | 7.9203 | 1.4808 | 19.0153 | 30.9229 | 84.4054 | 117.715 | 8.1808 | 1.4808 | 19.0153 | 30.9229 | 84.4054 | 117.715 | 8.1808 | 1.4808 | 19.0153
U | d048s | 30.9229 | 84.4054 | 117.715 | 7.914 | 1.4808 | 19.0153 | 30.9229 | 84.4054 | 117.715 | 8.1808 | 1.4808 | 19.0153 | 30.9229 | 84.4054 | 117.715 | 8.1808 | 1.4808 | 19.0153
U | d048t | 30.9229 | 84.4054 | 117.715 | 7.8903 | 1.4808 | 19.0153 | 30.9229 | 84.4054 | 117.715 | 8.1808 | 1.4808 | 19.0153 | 30.9229 | 84.4054 | 117.715 | 8.1808 | 1.4808 | 19.0153
U | d048u | 30.9229 | 84.4054 | 117.715 | 7.835 | 1.4808 | 19.0153 | 30.9229 | 84.4054 | 117.715 | 8.1808 | 1.4808 | 19.0153 | 30.9229 | 84.4054 | 117.715 | 8.1808 | 1.4808 | 19.0153
U | d048v | 29.9577 | 84.1911 | 117.715 | 7.8242 | 1.4808 | 18.8824 | 30.9229 | 84.4054 | 117.715 | 8.1808 | 1.4808 | 19.0153 | 30.9229 | 84.4054 | 117.715 | 8.1808 | 1.4808 | 19.0153
U | d048x | 28.9833 | 83.3043 | 117.715 | 7.8175 | 1.4808 | 18.8608 | 30.9229 | 84.4054 | 117.715 | 8.1808 | 1.4808 | 19.0153 | 30.9229 | 84.4054 | 117.715 | 8.1808 | 1.4808 | 19.0153
U | d048y | 28.6154 | 83.2547 | 117.715 | 7.8145 | 1.4808 | 18.8474 | 30.9229 | 84.4054 | 117.715 | 8.1808 | 1.4808 | 19.0153 | 30.9229 | 84.4054 | 117.715 | 8.1808 | 1.4808 | 19.0153
U | d049a | 27.9305 | 83.2154 | 117.715 | 7.8117 | 1.4808 | 18.8441 | 30.9229 | 84.4054 | 117.715 | 8.1808 | 1.4808 | 19.0153 | 30.9229 | 84.4054 | 117.715 | 8.1808 | 1.4808 | 19.0153
U | d049b | 27.6327 | 83.2264 | 117.715 | 7.8109 | 1.4808 | 18.8371 | 30.9229 | 84.4054 | 117.715 | 8.1808 | 1.4808 | 19.0153 | 30.9229 | 84.4054 | 117.715 | 8.1808 | 1.4808 | 19.0153
U | d049c | 27.494 | 83.5301 | 117.715 | 7.8112 | 1.4808 | 18.8349 | 30.9229 | 84.4054 | 117.715 | 8.1808 | 1.4808 | 19.0153 | 30.9229 | 84.4054 | 117.715 | 8.1808 | 1.4808 | 19.0153
U | d049d | 27.7322 | 84.2983 | 117.715 | 7.8132 | 1.4808 | 18.8364 | 30.9229 | 84.4054 | 117.715 | 8.1808 | 1.4808 | 19.0153 | 30.9229 | 84.4054 | 117.715 | 8.1808 | 1.4808 | 19.0153
U | d049e | 27.7794 | 84.299 | 117.715 | 7.8118 | 1.4808 | 18.8578 | 30.9229 | 84.4054 | 117.715 | 8.1808 | 1.4808 | 19.0153 | 30.9229 | 84.4054 | 117.715 | 8.1808 | 1.4808 | 19.0153
U | d049f | 29.4504 | 84.3025 | 117.715 | 7.8182 | 1.4808 | 18.8842 | 30.9229 | 84.4054 | 117.715 | 8.1808 | 1.4808 | 19.0153 | 30.9229 | 84.4054 | 117.715 | 8.1808 | 1.4808 | 19.0153
U | d049g | 30.421 | 84.3057 | 117.715 | 7.8247 | 1.4808 | 18.9369 | 30.9229 | 84.4054 | 117.715 | 8.1808 | 1.4808 | 19.0153 | 30.9229 | 84.4054 | 117.715 | 8.1808 | 1.4808 | 19.0153
U | d049h | 30.6361 | 84.3071 | 117.715 | 7.828 | 1.4808 | 19.0153 | 30.9229 | 84.4054 | 117.715 | 8.1808 | 1.4808 | 19.0153 | 30.9229 | 84.4054 | 117.715 | 8.1808 | 1.4808 | 19.0153
U | d049i | 30.7676 | 84.3054 | 117.715 | 7.8293 | 1.4808 | 19.0153 | 30.9229 | 84.4054 | 117.715 | 8.1808 | 1.4808 | 19.0153 | 30.9229 | 84.4054 | 117.715 | 8.1808 | 1.4808 | 19.0153
U | d049j | 30.9229 | 84.3048 | 117.715 | 7.8307 | 1.4808 | 19.0153 | 30.9229 | 84.4054 | 117.715 | 8.1808 | 1.4808 | 19.0153 | 30.9229 | 84.4054 | 117.715 | 8.1808 | 1.4808 | 19.0153
U | d049k | 30.9229 | 84.3065 | 117.715 | 7.8365 | 1.4808 | 19.0153 | 30.9229 | 84.4054 | 117.715 | 8.1808 | 1.4808 | 19.0153 | 30.9229 | 84.4054 | 117.715 | 8.1808 | 1.4808 | 19.0153
U | d049l | 30.9229 | 84.3098 | 117.715 | 7.8421 | 1.4808 | 19.0153 | 30.9229 | 84.4054 | 117.715 | 8.1808 | 1.4808 | 19.0153 | 30.9229 | 84.4054 | 117.715 | 8.1808 | 1.4808 | 19.0153
U | d049m | 30.9229 | 84.3246 | 117.715 | 7.8403 | 1.4808 | 19.0153 | 30.9229 | 84.4054 | 117.715 | 8.1808 | 1.4808 | 19.0153 | 30.9229 | 84.4054 | 117.715 | 8.1808 | 1.4808 | 19.0153
U | d049n | 30.9229 | 84.4054 | 117.715 | 7.9039 | 1.4808 | 19.0153 | 30.9229 | 84.4054 | 117.715 | 8.1808 | 1.4808 | 19.0153 | 30.9229 | 84.4054 | 117.715 | 8.1808 | 1.4808 | 19.0153
U | d049o | 30.9229 | 84.309 | 117.715 | 7.8367 | 1.4808 | 19.0153 | 30.9229 | 84.4054 | 117.715 | 8.1808 | 1.4808 | 19.0153 | 30.9229 | 84.4054 | 117.715 | 8.1808 | 1.4808 | 19.0153
U | d049p | 30.9229 | 84.3078 | 117.715 | 7.8327 | 1.4808 | 19.0153 | 30.9229 | 84.4054 | 117.715 | 8.1808 | 1.4808 | 19.0153 | 30.9229 | 84.4054 | 117.715 | 8.1808 | 1.4808 | 19.0153
U | d049q | 30.9229 | 84.3129 | 117.715 | 7.8366 | 1.4808 | 19.0153 | 30.9229 | 84.4054 | 117.715 | 8.1808 | 1.4808 | 19.0153 | 30.9229 | 84.4054 | 117.715 | 8.1808 | 1.4808 | 19.0153
U | d049r | 30.9229 | 84.4054 | 117.715 | 7.8888 | 1.4808 | 19.0153 | 30.9229 | 84.4054 | 117.715 | 8.1808 | 1.4808 | 19.0153 | 30.9229 | 84.4054 | 117.715 | 8.1808 | 1.4808 | 19.0153
U | d049s | 30.9229 | 84.3454 | 117.715 | 7.8323 | 1.4808 | 19.0153 | 30.9229 | 84.4054 | 117.715 | 8.1808 | 1.4808 | 19.0153 | 30.9229 | 84.4054 | 117.715 | 8.1808 | 1.4808 | 19.0153
U | d049t | 30.6591 | 84.2428 | 117.715 | 7.8294 | 1.4808 | 19.0153 | 30.9229 | 84.4054 | 117.715 | 8.1808 | 1.4808 | 19.0153 | 30.9229 | 84.4054 | 117.715 | 8.1808 | 1.4808 | 19.0153
U | d049u | 30.2047 | 83.4947 | 117.715 | 7.8272 | 1.4808 | 18.9938 | 30.9229 | 84.4054 | 117.715 | 8.1808 | 1.4808 | 19.0153 | 30.9229 | 84.4054 | 117.715 | 8.1808 | 1.4808 | 19.0153
U | d049v | 28.7757 | 83.0366 | 117.715 | 7.8232 | 1.4808 | 18.8562 | 30.9229 | 84.4054 | 117.715 | 8.1808 | 1.4808 | 19.0153 | 30.9229 | 84.4054 | 117.715 | 8.1808 | 1.4808 | 19.0153
U | d049x | 27.9013 | 82.9372 | 117.715 | 7.8158 | 1.4808 | 18.8453 | 30.9229 | 84.4054 | 117.715 | 8.1808 | 1.4808 | 19.0153 | 30.9229 | 84.4054 | 117.715 | 8.1808 | 1.4808 | 19.0153
U | d049y | 26.9471 | 82.9172 | 117.715 | 7.8139 | 1.4808 | 18.8335 | 30.9229 | 84.4054 | 117.715 | 8.1808 | 1.4808 | 19.0153 | 30.9229 | 84.4054 | 117.715 | 8.1808 | 1.4808 | 19.0153
U | d050a | 25.9507 | 82.8935 | 117.715 | 7.8111 | 1.4808 | 18.8374 | 30.9229 | 84.4054 | 117.715 | 8.1808 | 1.4808 | 19.0153 | 30.9229 | 84.4054 | 117.715 | 8.1808 | 1.4808 | 19.0153
U | d050b | 26.0168 | 82.9282 | 117.715 | 7.811 | 1.4808 | 18.8386 | 30.9229 | 84.4054 | 117.715 | 8.1808 | 1.4808 | 19.0153 | 30.9229 | 84.4054 | 117.715 | 8.1808 | 1.4808 | 19.0153
U | d050c | 26.3523 | 83.037 | 117.715 | 7.8116 | 1.4808 | 18.8426 | 30.9229 | 84.4054 | 117.715 | 8.1808 | 1.4808 | 19.0153 | 30.9229 | 84.4054 | 117.715 | 8.1808 | 1.4808 | 19.0153
U | d050d | 26.6326 | 83.2308 | 117.715 | 7.8119 | 1.4808 | 18.8344 | 30.9229 | 84.4054 | 117.715 | 8.1808 | 1.4808 | 19.0153 | 30.9229 | 84.4054 | 117.715 | 8.1808 | 1.4808 | 19.0153
U | d050e | 26.7627 | 83.2182 | 117.715 | 7.8121 | 1.4808 | 18.8467 | 30.9229 | 84.4054 | 117.715 | 8.1808 | 1.4808 | 19.0153 | 30.9229 | 84.4054 | 117.715 | 8.1808 | 1.4808 | 19.0153
U | d050f | 27.3116 | 83.2668 | 117.715 | 7.813 | 1.4808 | 18.8569 | 30.9229 | 84.4054 | 117.715 | 8.1808 | 1.4808 | 19.0153 | 30.9229 | 84.4054 | 117.715 | 8.1808 | 1.4808 | 19.0153
U | d050g | 28.8865 | 83.4055 | 117.715 | 7.8184 | 1.4808 | 18.8858 | 30.9229 | 84.4054 | 117.715 | 8.1808 | 1.4808 | 19.0153 | 30.9229 | 84.4054 | 117.715 | 8.1808 | 1.4808 | 19.0153
U | d050h | 29.6014 | 83.3707 | 117.715 | 7.824 | 1.4808 | 18.9272 | 30.9229 | 84.4054 | 117.715 | 8.1808 | 1.4808 | 19.0153 | 30.9229 | 84.4054 | 117.715 | 8.1808 | 1.4808 | 19.0153
U | d050i | 30.3927 | 83.4135 | 117.715 | 7.8262 | 1.4808 | 18.9571 | 30.9229 | 84.4054 | 117.715 | 8.1808 | 1.4808 | 19.0153 | 30.9229 | 84.4054 | 117.715 | 8.1808 | 1.4808 | 19.0153
U | d050j | 30.4345 | 83.31 | 117.715 | 7.8254 | 1.4808 | 18.9695 | 30.9229 | 84.4054 | 117.715 | 8.1808 | 1.4808 | 19.0153 | 30.9229 | 84.4054 | 117.715 | 8.1808 | 1.4808 | 19.0153
U | d050k | 30.8643 | 83.6893 | 117.715 | 7.8263 | 1.4808 | 19.0153 | 30.9229 | 84.4054 | 117.715 | 8.1808 | 1.4808 | 19.0153 | 30.9229 | 84.4054 | 117.715 | 8.1808 | 1.4808 | 19.0153
U | d050l | 30.9229 | 83.8304 | 117.715 | 7.8263 | 1.4808 | 19.0153 | 30.9229 | 84.4054 | 117.715 | 8.1808 | 1.4808 | 19.0153 | 30.9229 | 84.4054 | 117.715 | 8.1808 | 1.4808 | 19.0153
U | d050m | 30.9229 | 83.8849 | 117.715 | 7.8258 | 1.4808 | 19.0153 | 30.9229 | 84.4054 | 117.715 | 8.1808 | 1.4808 | 19.0153 | 30.9229 | 84.4054 | 117.715 | 8.1808 | 1.4808 | 19.0153
U | d050n | 30.9229 | 84.0588 | 117.715 | 7.83 | 1.4808 | 19.0153 | 30.9229 | 84.4054 | 117.715 | 8.1808 | 1.4808 | 19.0153 | 30.9229 | 84.4054 | 117.715 | 8.1808 | 1.4808 | 19.0153
U | d050o | 30.9229 | 84.0252 | 117.715 | 7.8267 | 1.4808 | 19.0153 | 30.9229 | 84.4054 | 117.715 | 8.1808 | 1.4808 | 19.0153 | 30.9229 | 84.4054 | 117.715 | 8.1808 | 1.4808 | 19.0153
U | d050p | 30.9229 | 84.0742 | 117.715 | 7.8272 | 1.4808 | 19.0153 | 30.9229 | 84.4054 | 117.715 | 8.1808 | 1.4808 | 19.0153 | 30.9229 | 84.4054 | 117.715 | 8.1808 | 1.4808 | 19.0153
U | d050q | 30.9229 | 84.4054 | 117.715 | 7.87 | 1.4808 | 19.0153 | 30.9229 | 84.4054 | 117.715 | 8.1808 | 1.4808 | 19.0153 | 30.9229 | 84.4054 | 117.715 | 8.1808 | 1.4808 | 19.0153
U | d050r | 30.9229 | 84.4054 | 117.715 | 7.8635 | 1.4808 | 19.0153 | 30.9229 | 84.4054 | 117.715 | 8.1808 | 1.4808 | 19.0153 | 30.9229 | 84.4054 | 117.715 | 8.1808 | 1.4808 | 19.0153
U | d050s | 30.9229 | 84.4054 | 117.715 | 7.8398 | 1.4808 | 19.0153 | 30.9229 | 84.4054 | 117.715 | 8.1808 | 1.4808 | 19.0153 | 30.9229 | 84.4054 | 117.715 | 8.1808 | 1.4808 | 19.0153
U | d050t | 30.9229 | 84.0469 | 117.715 | 7.8292 | 1.4808 | 19.0153 | 30.9229 | 84.4054 | 117.715 | 8.1808 | 1.4808 | 19.0153 | 30.9229 | 84.4054 | 117.715 | 8.1808 | 1.4808 | 19.0153
U | d050u | 30.7911 | 84.0052 | 117.715 | 7.8267 | 1.4808 | 19.0153 | 30.9229 | 84.4054 | 117.715 | 8.1808 | 1.4808 | 19.0153 | 30.9229 | 84.4054 | 117.715 | 8.1808 | 1.4808 | 19.0153
U | d050v | 30.3981 | 83.9534 | 117.715 | 7.8238 | 1.4808 | 18.884 | 30.9229 | 84.4054 | 117.715 | 8.1808 | 1.4808 | 19.0153 | 30.9229 | 84.4054 | 117.715 | 8.1808 | 1.4808 | 19.0153
U | d050x | 29.5768 | 83.7127 | 117.715 | 7.8155 | 1.4808 | 18.8497 | 30.9229 | 84.4054 | 117.715 | 8.1808 | 1.4808 | 19.0153 | 30.9229 | 84.4054 | 117.715 | 8.1808 | 1.4808 | 19.0153
U | d050y | 28.7987 | 83.4017 | 117.715 | 7.8122 | 1.4808 | 18.8245 | 30.9229 | 84.4054 | 117.715 | 8.1808 | 1.4808 | 19.0153 | 30.9229 | 84.4054 | 117.715 | 8.1808 | 1.4808 | 19.0153
U | d051a | 28.1281 | 83.3494 | 117.715 | 7.8093 | 1.4808 | 18.8321 | 30.9229 | 84.4054 | 117.715 | 8.1808 | 1.4808 | 19.0153 | 30.9229 | 84.4054 | 117.715 | 8.1808 | 1.4808 | 19.0153
U | d051b | 27.7726 | 83.3347 | 117.715 | 7.8075 | 1.4808 | 18.811 | 30.9229 | 84.4054 | 117.715 | 8.1808 | 1.4808 | 19.0153 | 30.9229 | 84.4054 | 117.715 | 8.1808 | 1.4808 | 19.0153
U | d051c | 27.919 | 83.8586 | 117.715 | 7.8078 | 1.4808 | 18.8005 | 30.9229 | 84.4054 | 117.715 | 8.1808 | 1.4808 | 19.0153 | 30.9229 | 84.4054 | 117.715 | 8.1808 | 1.4808 | 19.0153
U | d051d | 28.0527 | 84.0326 | 117.715 | 7.8078 | 1.4808 | 18.7922 | 30.9229 | 84.4054 | 117.715 | 8.1808 | 1.4808 | 19.0153 | 30.9229 | 84.4054 | 117.715 | 8.1808 | 1.4808 | 19.0153
U | d051e | 28.1504 | 84.0931 | 117.715 | 7.8085 | 1.4808 | 18.8153 | 30.9229 | 84.4054 | 117.715 | 8.1808 | 1.4808 | 19.0153 | 30.9229 | 84.4054 | 117.715 | 8.1808 | 1.4808 | 19.0153
U | d051f | 28.6109 | 84.2669 | 117.715 | 7.8115 | 1.4808 | 18.8548 | 30.9229 | 84.4054 | 117.715 | 8.1808 | 1.4808 | 19.0153 | 30.9229 | 84.4054 | 117.715 | 8.1808 | 1.4808 | 19.0153
U | d051g | 30.9229 | 84.4054 | 117.715 | 7.821 | 1.4808 | 19.0153 | 30.9229 | 84.4054 | 117.715 | 8.1808 | 1.4808 | 19.0153 | 30.9229 | 84.4054 | 117.715 | 8.1808 | 1.4808 | 19.0153
U | d051h | 30.9229 | 84.4054 | 117.715 | 7.8727 | 1.4808 | 19.0153 | 30.9229 | 84.4054 | 117.715 | 8.1808 | 1.4808 | 19.0153 | 30.9229 | 84.4054 | 117.715 | 8.1808 | 1.4808 | 19.0153
U | d051i | 30.9229 | 84.4054 | 117.715 | 7.8968 | 1.4808 | 19.0153 | 30.9229 | 84.4054 | 117.715 | 8.1808 | 1.4808 | 19.0153 | 30.9229 | 84.4054 | 117.715 | 8.1808 | 1.4808 | 19.0153
U | d051j | 30.9229 | 84.4054 | 117.715 | 7.849 | 1.4808 | 19.0153 | 30.9229 | 84.4054 | 117.715 | 8.1808 | 1.4808 | 19.0153 | 30.9229 | 84.4054 | 117.715 | 8.1808 | 1.4808 | 19.0153
U | d051k | 30.9229 | 84.4054 | 117.715 | 7.8377 | 1.4808 | 19.0153 | 30.9229 | 84.4054 | 117.715 | 8.1808 | 1.4808 | 19.0153 | 30.9229 | 84.4054 | 117.715 | 8.1808 | 1.4808 | 19.0153
U | d051l | 30.9229 | 84.4054 | 117.715 | 7.8364 | 1.4808 | 19.0153 | 30.9229 | 84.4054 | 117.715 | 8.1808 | 1.4808 | 19.0153 | 30.9229 | 84.4054 | 117.715 | 8.1808 | 1.4808 | 19.0153
U | d051m | 30.9229 | 84.4054 | 117.715 | 7.8373 | 1.4808 | 19.0153 | 30.9229 | 84.4054 | 117.715 | 8.1808 | 1.4808 | 19.0153 | 30.9229 | 84.4054 | 117.715 | 8.1808 | 1.4808 | 19.0153
U | d051n | 30.9229 | 84.4054 | 117.715 | 7.8326 | 1.4808 | 19.0153 | 30.9229 | 84.4054 | 117.715 | 8.1808 | 1.4808 | 19.0153 | 30.9229 | 84.4054 | 117.715 | 8.1808 | 1.4808 | 19.0153
U | d051o | 30.9229 | 84.4054 | 117.715 | 7.8322 | 1.4808 | 19.0153 | 30.9229 | 84.4054 | 117.715 | 8.1808 | 1.4808 | 19.0153 | 30.9229 | 84.4054 | 117.715 | 8.1808 | 1.4808 | 19.0153
U | d051p | 30.9229 | 84.4054 | 117.715 | 7.8342 | 1.4808 | 19.0153 | 30.9229 | 84.4054 | 117.715 | 8.1808 | 1.4808 | 19.0153 | 30.9229 | 84.4054 | 117.715 | 8.1808 | 1.4808 | 19.0153
U | d051q | 30.9229 | 84.4054 | 117.715 | 7.9204 | 1.4808 | 19.0153 | 30.9229 | 84.4054 | 117.715 | 8.1808 | 1.4808 | 19.0153 | 30.9229 | 84.4054 | 117.715 | 8.1808 | 1.4808 | 19.0153
U | d051r | 30.9229 | 84.4054 | 117.715 | 7.9152 | 1.4808 | 19.0153 | 30.9229 | 84.4054 | 117.715 | 8.1808 | 1.4808 | 19.0153 | 30.9229 | 84.4054 | 117.715 | 8.1808 | 1.4808 | 19.0153
U | d051s | 30.9229 | 84.4054 | 117.715 | 7.8342 | 1.4808 | 19.0153 | 30.9229 | 84.4054 | 117.715 | 8.1808 | 1.4808 | 19.0153 | 30.9229 | 84.4054 | 117.715 | 8.1808 | 1.4808 | 19.0153
U | d051t | 30.4515 | 84.4054 | 117.715 | 7.8308 | 1.4808 | 19.0153 | 30.9229 | 84.4054 | 117.715 | 8.1808 | 1.4808 | 19.0153 | 30.9229 | 84.4054 | 117.715 | 8.1808 | 1.4808 | 19.0153
U | d051u | 29.5271 | 84.4054 | 117.715 | 7.8293 | 1.4808 | 19.0153 | 30.9229 | 84.4054 | 117.715 | 8.1808 | 1.4808 | 19.0153 | 30.9229 | 84.4054 | 117.715 | 8.1808 | 1.4808 | 19.0153
U | d051v | 27.9276 | 84.1053 | 117.715 | 7.8227 | 1.4808 | 18.7965 | 30.9229 | 84.4054 | 117.715 | 8.1808 | 1.4808 | 19.0153 | 30.9229 | 84.4054 | 117.715 | 8.1808 | 1.4808 | 19.0153
U | d051x | 27.4483 | 83.3727 | 117.715 | 7.8161 | 1.4808 | 18.7388 | 30.9229 | 84.4054 | 117.715 | 8.1808 | 1.4808 | 19.0153 | 30.9229 | 84.4054 | 117.715 | 8.1808 | 1.4808 | 19.0153
U | d051y | 26.841 | 83.1958 | 117.715 | 7.8132 | 1.4808 | 18.723 | 30.9229 | 84.4054 | 117.715 | 8.1808 | 1.4808 | 19.0153 | 30.9229 | 84.4054 | 117.715 | 8.1808 | 1.4808 | 19.0153
U | d052a | 26.1972 | 83.0967 | 117.715 | 7.8094 | 1.4808 | 18.7208 | 30.9229 | 84.4054 | 117.715 | 8.1808 | 1.4808 | 19.0153 | 30.9229 | 84.4054 | 117.715 | 8.1808 | 1.4808 | 19.0153
U | d052b | 26.3375 | 83.1522 | 117.715 | 7.8083 | 1.4808 | 18.7162 | 30.9229 | 84.4054 | 117.715 | 8.1808 | 1.4808 | 19.0153 | 30.9229 | 84.4054 | 117.715 | 8.1808 | 1.4808 | 19.0153
U | d052c | 26.8709 | 83.5806 | 117.715 | 7.8084 | 1.4808 | 18.7141 | 30.9229 | 84.4054 | 117.715 | 8.1808 | 1.4808 | 19.0153 | 30.9229 | 84.4054 | 117.715 | 8.1808 | 1.4808 | 19.0153
U | d052d | 27.4837 | 84.4054 | 117.715 | 7.8106 | 1.4808 | 18.7166 | 30.9229 | 84.4054 | 117.715 | 8.1808 | 1.4808 | 19.0153 | 30.9229 | 84.4054 | 117.715 | 8.1808 | 1.4808 | 19.0153
U | d052e | 28.1481 | 84.4054 | 117.715 | 7.8102 | 1.4808 | 18.7767 | 30.9229 | 84.4054 | 117.715 | 8.1808 | 1.4808 | 19.0153 | 30.9229 | 84.4054 | 117.715 | 8.1808 | 1.4808 | 19.0153
U | d052f | 30.4305 | 84.4054 | 117.715 | 7.8196 | 1.4808 | 18.8765 | 30.9229 | 84.4054 | 117.715 | 8.1808 | 1.4808 | 19.0153 | 30.9229 | 84.4054 | 117.715 | 8.1808 | 1.4808 | 19.0153
U | d052g | 30.9229 | 84.4054 | 117.715 | 7.8722 | 1.4808 | 19.0153 | 30.9229 | 84.4054 | 117.715 | 8.1808 | 1.4808 | 19.0153 | 30.9229 | 84.4054 | 117.715 | 8.1808 | 1.4808 | 19.0153
U | d052h | 30.9229 | 84.4054 | 117.715 | 7.994 | 1.4808 | 19.0153 | 30.9229 | 84.4054 | 117.715 | 8.1808 | 1.4808 | 19.0153 | 30.9229 | 84.4054 | 117.715 | 8.1808 | 1.4808 | 19.0153
U | d052i | 30.9229 | 84.4054 | 117.715 | 8.1041 | 1.4808 | 19.0153 | 30.9229 | 84.4054 | 117.715 | 8.1808 | 1.4808 | 19.0153 | 30.9229 | 84.4054 | 117.715 | 8.1808 | 1.4808 | 19.0153
U | d052j | 30.9229 | 84.4054 | 117.715 | 8.0944 | 1.4808 | 19.0153 | 30.9229 | 84.4054 | 117.715 | 8.1808 | 1.4808 | 19.0153 | 30.9229 | 84.4054 | 117.715 | 8.1808 | 1.4808 | 19.0153
U | d052k | 30.9229 | 84.4054 | 117.715 | 8.0552 | 1.4808 | 19.0153 | 30.9229 | 84.4054 | 117.715 | 8.1808 | 1.4808 | 19.0153 | 30.9229 | 84.4054 | 117.715 | 8.1808 | 1.4808 | 19.0153
U | d052l | 30.9229 | 84.4054 | 117.715 | 7.991 | 1.4808 | 19.0153 | 30.9229 | 84.4054 | 117.715 | 8.1808 | 1.4808 | 19.0153 | 30.9229 | 84.4054 | 117.715 | 8.1808 | 1.4808 | 19.0153
U | d052m | 30.9229 | 84.4054 | 117.715 | 7.9538 | 1.4808 | 19.0153 | 30.9229 | 84.4054 | 117.715 | 8.1808 | 1.4808 | 19.0153 | 30.9229 | 84.4054 | 117.715 | 8.1808 | 1.4808 | 19.0153
U | d052n | 30.9229 | 84.4054 | 117.715 | 7.9766 | 1.4808 | 19.0153 | 30.9229 | 84.4054 | 117.715 | 8.1808 | 1.4808 | 19.0153 | 30.9229 | 84.4054 | 117.715 | 8.1808 | 1.4808 | 19.0153
U | d052o | 30.9229 | 84.4054 | 117.715 | 7.9884 | 1.4808 | 19.0153 | 30.9229 | 84.4054 | 117.715 | 8.1808 | 1.4808 | 19.0153 | 30.9229 | 84.4054 | 117.715 | 8.1808 | 1.4808 | 19.0153
U | d052p | 30.9229 | 84.4054 | 117.715 | 8.0258 | 1.4808 | 19.0153 | 30.9229 | 84.4054 | 117.715 | 8.1808 | 1.4808 | 19.0153 | 30.9229 | 84.4054 | 117.715 | 8.1808 | 1.4808 | 19.0153
U | d052q | 30.9229 | 84.4054 | 117.715 | 8.0209 | 1.4808 | 19.0153 | 30.9229 | 84.4054 | 117.715 | 8.1808 | 1.4808 | 19.0153 | 30.9229 | 84.4054 | 117.715 | 8.1808 | 1.4808 | 19.0153
U | d052r | 30.9229 | 84.4054 | 117.715 | 8.1187 | 1.4808 | 19.0153 | 30.9229 | 84.4054 | 117.715 | 8.1808 | 1.4808 | 19.0153 | 30.9229 | 84.4054 | 117.715 | 8.1808 | 1.4808 | 19.0153
U | d052s | 30.9229 | 84.4054 | 117.715 | 8.1808 | 1.4808 | 19.0153 | 30.9229 | 84.4054 | 117.715 | 8.1808 | 1.4808 | 19.0153 | 30.9229 | 84.4054 | 117.715 | 8.1808 | 1.4808 | 19.0153
U | d052t | 30.9229 | 84.4054 | 117.715 | 8.0721 | 1.4808 | 19.0153 | 30.9229 | 84.4054 | 117.715 | 8.1808 | 1.4808 | 19.0153 | 30.9229 | 84.4054 | 117.715 | 8.1808 | 1.4808 | 19.0153
U | d052u | 30.9229 | 84.2142 | 117.715 | 7.8376 | 1.4808 | 19.0153 | 30.9229 | 84.4054 | 117.715 | 8.1808 | 1.4808 | 19.0153 | 30.9229 | 84.4054 | 117.715 | 8.1808 | 1.4808 | 19.0153
U | d052v | 30.76 | 84.0908 | 117.715 | 7.8278 | 1.4808 | 18.8738 | 30.9229 | 84.4054 | 117.715 | 8.1808 | 1.4808 | 19.0153 | 30.9229 | 84.4054 | 117.715 | 8.1808 | 1.4808 | 19.0153
U | d052x | 30.5786 | 83.1792 | 117.715 | 7.8199 | 1.4808 | 18.7958 | 30.9229 | 84.4054 | 117.715 | 8.1808 | 1.4808 | 19.0153 | 30.9229 | 84.4054 | 117.715 | 8.1808 | 1.4808 | 19.0153
U | d052y | 30.2156 | 82.9142 | 117.715 | 7.8162 | 1.4808 | 18.7561 | 30.9229 | 84.4054 | 117.715 | 8.1808 | 1.4808 | 19.0153 | 30.9229 | 84.4054 | 117.715 | 8.1808 | 1.4808 | 19.0153
U | d053a | 29.6887 | 82.8088 | 117.715 | 7.8132 | 1.4808 | 18.7531 | 30.9229 | 84.4054 | 117.715 | 8.1808 | 1.4808 | 19.0153 | 30.9229 | 84.4054 | 117.715 | 8.1808 | 1.4808 | 19.0153
U | d053b | 29.6331 | 82.8929 | 117.715 | 7.813 | 1.4808 | 18.7566 | 30.9229 | 84.4054 | 117.715 | 8.1808 | 1.4808 | 19.0153 | 30.9229 | 84.4054 | 117.715 | 8.1808 | 1.4808 | 19.0153
U | d053c | 29.7385 | 83.3279 | 117.715 | 7.814 | 1.4808 | 18.7564 | 30.9229 | 84.4054 | 117.715 | 8.1808 | 1.4808 | 19.0153 | 30.9229 | 84.4054 | 117.715 | 8.1808 | 1.4808 | 19.0153
U | d053d | 29.9809 | 84.1583 | 117.715 | 7.8168 | 1.4808 | 18.7759 | 30.9229 | 84.4054 | 117.715 | 8.1808 | 1.4808 | 19.0153 | 30.9229 | 84.4054 | 117.715 | 8.1808 | 1.4808 | 19.0153
U | d053e | 30.1009 | 84.2304 | 117.715 | 7.8162 | 1.4808 | 18.8447 | 30.9229 | 84.4054 | 117.715 | 8.1808 | 1.4808 | 19.0153 | 30.9229 | 84.4054 | 117.715 | 8.1808 | 1.4808 | 19.0153
U | d053f | 30.7028 | 84.2936 | 117.715 | 7.8233 | 1.4808 | 19.0153 | 30.9229 | 84.4054 | 117.715 | 8.1808 | 1.4808 | 19.0153 | 30.9229 | 84.4054 | 117.715 | 8.1808 | 1.4808 | 19.0153
U | d053g | 30.9229 | 84.4054 | 117.715 | 7.9438 | 1.4808 | 19.0153 | 30.9229 | 84.4054 | 117.715 | 8.1808 | 1.4808 | 19.0153 | 30.9229 | 84.4054 | 117.715 | 8.1808 | 1.4808 | 19.0153
U | d053h | 30.9229 | 84.4054 | 117.715 | 8.1808 | 1.4808 | 19.0153 | 30.9229 | 84.4054 | 117.715 | 8.1808 | 1.4808 | 19.0153 | 30.9229 | 84.4054 | 117.715 | 8.1808 | 1.4808 | 19.0153
U | d053i | 30.9229 | 84.4054 | 117.715 | 8.1808 | 1.4808 | 19.0153 | 30.9229 | 84.4054 | 117.715 | 8.1808 | 1.4808 | 19.0153 | 30.9229 | 84.4054 | 117.715 | 8.1808 | 1.4808 | 19.0153
U | d053j | 30.9229 | 84.4054 | 117.715 | 8.1808 | 1.4808 | 19.0153 | 30.9229 | 84.4054 | 117.715 | 8.1808 | 1.4808 | 19.0153 | 30.9229 | 84.4054 | 117.715 | 8.1808 | 1.4808 | 19.0153
U | d053k | 30.9229 | 84.4054 | 117.715 | 8.1808 | 1.4808 | 19.0153 | 30.9229 | 84.4054 | 117.715 | 8.1808 | 1.4808 | 19.0153 | 30.9229 | 84.4054 | 117.715 | 8.1808 | 1.4808 | 19.0153
U | d053l | 30.9229 | 84.4054 | 117.715 | 8.1808 | 1.4808 | 19.0153 | 30.9229 | 84.4054 | 117.715 | 8.1808 | 1.4808 | 19.0153 | 30.9229 | 84.4054 | 117.715 | 8.1808 | 1.4808 | 19.0153
U | d053m | 30.9229 | 84.4054 | 117.715 | 8.1808 | 1.4808 | 19.0153 | 30.9229 | 84.4054 | 117.715 | 8.1808 | 1.4808 | 19.0153 | 30.9229 | 84.4054 | 117.715 | 8.1808 | 1.4808 | 19.0153
U | d053n | 30.9229 | 84.4054 | 117.715 | 8.1808 | 1.4808 | 19.0153 | 30.9229 | 84.4054 | 117.715 | 8.1808 | 1.4808 | 19.0153 | 30.9229 | 84.4054 | 117.715 | 8.1808 | 1.4808 | 19.0153
U | d053o | 30.9229 | 84.4054 | 117.715 | 8.1808 | 1.4808 | 19.0153 | 30.9229 | 84.4054 | 117.715 | 8.1808 | 1.4808 | 19.0153 | 30.9229 | 84.4054 | 117.715 | 8.1808 | 1.4808 | 19.0153
U | d053p | 30.9229 | 84.4054 | 117.715 | 8.1808 | 1.4808 | 19.0153 | 30.9229 | 84.4054 | 117.715 | 8.1808 | 1.4808 | 19.0153 | 30.9229 | 84.4054 | 117.715 | 8.1808 | 1.4808 | 19.0153
U | d053q | 30.9229 | 84.4054 | 117.715 | 8.1808 | 1.4808 | 19.0153 | 30.9229 | 84.4054 | 117.715 | 8.1808 | 1.4808 | 19.0153 | 30.9229 | 84.4054 | 117.715 | 8.1808 | 1.4808 | 19.0153
U | d053r | 30.9229 | 84.4054 | 117.715 | 8.1808 | 1.4808 | 19.0153 | 30.9229 | 84.4054 | 117.715 | 8.1808 | 1.4808 | 19.0153 | 30.9229 | 84.4054 | 117.715 | 8.1808 | 1.4808 | 19.0153
U | d053s | 30.9229 | 84.4054 | 117.715 | 8.1808 | 1.4808 | 19.0153 | 30.9229 | 84.4054 | 117.715 | 8.1808 | 1.4808 | 19.0153 | 30.9229 | 84.4054 | 117.715 | 8.1808 | 1.4808 | 19.0153
U | d053t | 30.9229 | 84.4054 | 117.715 | 8.1808 | 1.4808 | 19.0153 | 30.9229 | 84.4054 | 117.715 | 8.1808 | 1.4808 | 19.0153 | 30.9229 | 84.4054 | 117.715 | 8.1808 | 1.4808 | 19.0153
U | d053u | 30.9229 | 84.2984 | 117.715 | 7.8453 | 1.4808 | 19.0153 | 30.9229 | 84.4054 | 117.715 | 8.1808 | 1.4808 | 19.0153 | 30.9229 | 84.4054 | 117.715 | 8.1808 | 1.4808 | 19.0153
U | d053v | 30.2161 | 83.1505 | 117.715 | 7.831 | 1.4808 | 18.8926 | 30.9229 | 84.4054 | 117.715 | 8.1808 | 1.4808 | 19.0153 | 30.9229 | 84.4054 | 117.715 | 8.1808 | 1.4808 | 19.0153
U | d053x | 29.6966 | 82.5312 | 117.715 | 7.8223 | 1.4808 | 18.8053 | 30.9229 | 84.4054 | 117.715 | 8.1808 | 1.4808 | 19.0153 | 30.9229 | 84.4054 | 117.715 | 8.1808 | 1.4808 | 19.0153
U | d053y | 28.9781 | 82.1779 | 117.715 | 7.819 | 1.4808 | 18.7661 | 30.9229 | 84.4054 | 117.715 | 8.1808 | 1.4808 | 19.0153 | 30.9229 | 84.4054 | 117.715 | 8.1808 | 1.4808 | 19.0153
U | d054a | 28.5361 | 82.165 | 117.715 | 7.8168 | 1.4808 | 18.7876 | 30.9229 | 84.4054 | 117.715 | 8.1808 | 1.4808 | 19.0153 | 30.9229 | 84.4054 | 117.715 | 8.1808 | 1.4808 | 19.0153
U | d054b | 28.3083 | 82.2751 | 117.715 | 7.8157 | 1.4808 | 18.7679 | 30.9229 | 84.4054 | 117.715 | 8.1808 | 1.4808 | 19.0153 | 30.9229 | 84.4054 | 117.715 | 8.1808 | 1.4808 | 19.0153
U | d054c | 28.2195 | 82.8239 | 117.715 | 7.8153 | 1.4808 | 18.7459 | 30.9229 | 84.4054 | 117.715 | 8.1808 | 1.4808 | 19.0153 | 30.9229 | 84.4054 | 117.715 | 8.1808 | 1.4808 | 19.0153
U | d054d | 28.3525 | 83.7596 | 117.715 | 7.8167 | 1.4808 | 18.7573 | 30.9229 | 84.4054 | 117.715 | 8.1808 | 1.4808 | 19.0153 | 30.9229 | 84.4054 | 117.715 | 8.1808 | 1.4808 | 19.0153
U | d054e | 28.5496 | 84.2346 | 117.715 | 7.8161 | 1.4808 | 18.8477 | 30.9229 | 84.4054 | 117.715 | 8.1808 | 1.4808 | 19.0153 | 30.9229 | 84.4054 | 117.715 | 8.1808 | 1.4808 | 19.0153
U | d054f | 30.4286 | 84.2971 | 117.715 | 7.8226 | 1.4808 | 19.0153 | 30.9229 | 84.4054 | 117.715 | 8.1808 | 1.4808 | 19.0153 | 30.9229 | 84.4054 | 117.715 | 8.1808 | 1.4808 | 19.0153
U | d054g | 30.9229 | 84.4054 | 117.715 | 7.9006 | 1.4808 | 19.0153 | 30.9229 | 84.4054 | 117.715 | 8.1808 | 1.4808 | 19.0153 | 30.9229 | 84.4054 | 117.715 | 8.1808 | 1.4808 | 19.0153
U | d054h | 30.9229 | 84.4054 | 117.715 | 8.1808 | 1.4808 | 19.0153 | 30.9229 | 84.4054 | 117.715 | 8.1808 | 1.4808 | 19.0153 | 30.9229 | 84.4054 | 117.715 | 8.1808 | 1.4808 | 19.0153
U | d054i | 30.9229 | 84.4054 | 117.715 | 8.1808 | 1.4808 | 19.0153 | 30.9229 | 84.4054 | 117.715 | 8.1808 | 1.4808 | 19.0153 | 30.9229 | 84.4054 | 117.715 | 8.1808 | 1.4808 | 19.0153
U | d054j | 30.9229 | 84.3845 | 117.715 | 7.9227 | 1.4808 | 19.0153 | 30.9229 | 84.4054 | 117.715 | 8.1808 | 1.4808 | 19.0153 | 30.9229 | 84.4054 | 117.715 | 8.1808 | 1.4808 | 19.0153
U | d054k | 30.9229 | 84.384 | 117.715 | 7.9073 | 1.4808 | 19.0153 | 30.9229 | 84.4054 | 117.715 | 8.1808 | 1.4808 | 19.0153 | 30.9229 | 84.4054 | 117.715 | 8.1808 | 1.4808 | 19.0153
U | d054l | 30.9229 | 84.3838 | 117.715 | 7.8779 | 1.4808 | 19.0153 | 30.9229 | 84.4054 | 117.715 | 8.1808 | 1.4808 | 19.0153 | 30.9229 | 84.4054 | 117.715 | 8.1808 | 1.4808 | 19.0153
U | d054m | 30.9229 | 84.3838 | 117.715 | 7.8696 | 1.4808 | 19.0153 | 30.9229 | 84.4054 | 117.715 | 8.1808 | 1.4808 | 19.0153 | 30.9229 | 84.4054 | 117.715 | 8.1808 | 1.4808 | 19.0153
U | d054n | 30.9229 | 84.3839 | 117.715 | 7.8648 | 1.4808 | 19.0153 | 30.9229 | 84.4054 | 117.715 | 8.1808 | 1.4808 | 19.0153 | 30.9229 | 84.4054 | 117.715 | 8.1808 | 1.4808 | 19.0153
U | d054o | 30.9229 | 84.3839 | 117.715 | 7.8652 | 1.4808 | 19.0153 | 30.9229 | 84.4054 | 117.715 | 8.1808 | 1.4808 | 19.0153 | 30.9229 | 84.4054 | 117.715 | 8.1808 | 1.4808 | 19.0153
U | d054p | 30.9229 | 84.4054 | 117.715 | 7.8819 | 1.4808 | 19.0153 | 30.9229 | 84.4054 | 117.715 | 8.1808 | 1.4808 | 19.0153 | 30.9229 | 84.4054 | 117.715 | 8.1808 | 1.4808 | 19.0153
U | d054q | 30.9229 | 84.4054 | 117.715 | 8.0341 | 1.4808 | 19.0153 | 30.9229 | 84.4054 | 117.715 | 8.1808 | 1.4808 | 19.0153 | 30.9229 | 84.4054 | 117.715 | 8.1808 | 1.4808 | 19.0153
U | d054r | 30.9229 | 84.4054 | 117.715 | 8.1216 | 1.4808 | 19.0153 | 30.9229 | 84.4054 | 117.715 | 8.1808 | 1.4808 | 19.0153 | 30.9229 | 84.4054 | 117.715 | 8.1808 | 1.4808 | 19.0153
U | d054s | 30.9229 | 84.3844 | 117.715 | 7.8487 | 1.4808 | 19.0153 | 30.9229 | 84.4054 | 117.715 | 8.1808 | 1.4808 | 19.0153 | 30.9229 | 84.4054 | 117.715 | 8.1808 | 1.4808 | 19.0153
U | d054t | 30.7954 | 83.6666 | 117.715 | 7.8379 | 1.4808 | 19.0153 | 30.9229 | 84.4054 | 117.715 | 8.1808 | 1.4808 | 19.0153 | 30.9229 | 84.4054 | 117.715 | 8.1808 | 1.4808 | 19.0153
U | d054u | 29.9289 | 80.8799 | 117.715 | 7.8311 | 1.4808 | 19.0153 | 30.9229 | 84.4054 | 117.715 | 8.1808 | 1.4808 | 19.0153 | 30.9229 | 84.4054 | 117.715 | 8.1808 | 1.4808 | 19.0153
U | d054v | 26.7437 | 76.357 | 117.23 | 7.8252 | 1.4808 | 18.8337 | 30.9229 | 84.4054 | 117.715 | 8.1808 | 1.4808 | 19.0153 | 30.9229 | 84.4054 | 117.715 | 8.1808 | 1.4808 | 19.0153
U | d054x | 25.6331 | 73.7347 | 117.065 | 7.8174 | 1.4808 | 18.6634 | 30.9229 | 84.4054 | 117.715 | 8.1808 | 1.4808 | 19.0153 | 30.9229 | 84.4054 | 117.715 | 8.1808 | 1.4808 | 19.0153
U | d054y | 24.7421 | 71.7755 | 117.006 | 7.8146 | 1.4808 | 18.6102 | 30.9229 | 84.4054 | 117.715 | 8.1808 | 1.4808 | 19.0153 | 30.9229 | 84.4054 | 117.715 | 8.1808 | 1.4808 | 19.0153
U | d055a | 23.8272 | 70.418 | 116.979 | 7.8122 | 1.4808 | 18.605 | 30.9229 | 84.4054 | 117.715 | 8.1808 | 1.4808 | 19.0153 | 30.9229 | 84.4054 | 117.715 | 8.1808 | 1.4808 | 19.0153
U | d055b | 23.8897 | 71.1508 | 116.971 | 7.8121 | 1.4808 | 18.5805 | 30.9229 | 84.4054 | 117.715 | 8.1808 | 1.4808 | 19.0153 | 30.9229 | 84.4054 | 117.715 | 8.1808 | 1.4808 | 19.0153
U | d055c | 24.1814 | 74.2247 | 117.006 | 7.8131 | 1.4808 | 18.5669 | 30.9229 | 84.4054 | 117.715 | 8.1808 | 1.4808 | 19.0153 | 30.9229 | 84.4054 | 117.715 | 8.1808 | 1.4808 | 19.0153
U | d055d | 24.4122 | 76.8139 | 117.057 | 7.8143 | 1.4808 | 18.5628 | 30.9229 | 84.4054 | 117.715 | 8.1808 | 1.4808 | 19.0153 | 30.9229 | 84.4054 | 117.715 | 8.1808 | 1.4808 | 19.0153
U | d055e | 24.7771 | 78.5329 | 117.063 | 7.8147 | 1.4808 | 18.6602 | 30.9229 | 84.4054 | 117.715 | 8.1808 | 1.4808 | 19.0153 | 30.9229 | 84.4054 | 117.715 | 8.1808 | 1.4808 | 19.0153
U | d055f | 27.4798 | 81.6408 | 117.136 | 7.8225 | 1.4808 | 18.8339 | 30.9229 | 84.4054 | 117.715 | 8.1808 | 1.4808 | 19.0153 | 30.9229 | 84.4054 | 117.715 | 8.1808 | 1.4808 | 19.0153
U | d055g | 30.6732 | 83.2601 | 117.217 | 7.8351 | 1.4808 | 19.0153 | 30.9229 | 84.4054 | 117.715 | 8.1808 | 1.4808 | 19.0153 | 30.9229 | 84.4054 | 117.715 | 8.1808 | 1.4808 | 19.0153
U | d055h | 30.9229 | 84.4054 | 117.715 | 7.9114 | 1.4808 | 19.0153 | 30.9229 | 84.4054 | 117.715 | 8.1808 | 1.4808 | 19.0153 | 30.9229 | 84.4054 | 117.715 | 8.1808 | 1.4808 | 19.0153
U | d055i | 30.9229 | 84.0822 | 117.288 | 7.8998 | 1.4808 | 19.0153 | 30.9229 | 84.4054 | 117.715 | 8.1808 | 1.4808 | 19.0153 | 30.9229 | 84.4054 | 117.715 | 8.1808 | 1.4808 | 19.0153
U | d055j | 30.9229 | 83.5603 | 117.195 | 7.8933 | 1.4808 | 19.0153 | 30.9229 | 84.4054 | 117.715 | 8.1808 | 1.4808 | 19.0153 | 30.9229 | 84.4054 | 117.715 | 8.1808 | 1.4808 | 19.0153
U | d055k | 30.9229 | 83.567 | 117.192 | 7.9172 | 1.4808 | 19.0153 | 30.9229 | 84.4054 | 117.715 | 8.1808 | 1.4808 | 19.0153 | 30.9229 | 84.4054 | 117.715 | 8.1808 | 1.4808 | 19.0153
U | d055l | 30.9229 | 83.4464 | 117.173 | 7.9107 | 1.4808 | 19.0153 | 30.9229 | 84.4054 | 117.715 | 8.1808 | 1.4808 | 19.0153 | 30.9229 | 84.4054 | 117.715 | 8.1808 | 1.4808 | 19.0153
U | d055m | 30.9229 | 83.2665 | 117.145 | 7.8996 | 1.4808 | 19.0153 | 30.9229 | 84.4054 | 117.715 | 8.1808 | 1.4808 | 19.0153 | 30.9229 | 84.4054 | 117.715 | 8.1808 | 1.4808 | 19.0153
U | d055n | 30.9229 | 83.169 | 117.139 | 7.8837 | 1.4808 | 19.0153 | 30.9229 | 84.4054 | 117.715 | 8.1808 | 1.4808 | 19.0153 | 30.9229 | 84.4054 | 117.715 | 8.1808 | 1.4808 | 19.0153
U | d055o | 30.9229 | 83.4745 | 117.187 | 7.8808 | 1.4808 | 19.0153 | 30.9229 | 84.4054 | 117.715 | 8.1808 | 1.4808 | 19.0153 | 30.9229 | 84.4054 | 117.715 | 8.1808 | 1.4808 | 19.0153
U | d055p | 30.9229 | 83.9711 | 117.285 | 7.8795 | 1.4808 | 19.0153 | 30.9229 | 84.4054 | 117.715 | 8.1808 | 1.4808 | 19.0153 | 30.9229 | 84.4054 | 117.715 | 8.1808 | 1.4808 | 19.0153
U | d055q | 30.9229 | 84.4054 | 117.715 | 8.1808 | 1.4808 | 19.0153 | 30.9229 | 84.4054 | 117.715 | 8.1808 | 1.4808 | 19.0153 | 30.9229 | 84.4054 | 117.715 | 8.1808 | 1.4808 | 19.0153
U | d055r | 30.9229 | 84.4054 | 117.715 | 8.1362 | 1.4808 | 19.0153 | 30.9229 | 84.4054 | 117.715 | 8.1808 | 1.4808 | 19.0153 | 30.9229 | 84.4054 | 117.715 | 8.1808 | 1.4808 | 19.0153
U | d055s | 30.9229 | 83.3504 | 117.462 | 7.8555 | 1.4808 | 19.0153 | 30.9229 | 84.4054 | 117.715 | 8.1808 | 1.4808 | 19.0153 | 30.9229 | 84.4054 | 117.715 | 8.1808 | 1.4808 | 19.0153
U | d055t | 30.9229 | 80.3017 | 117.122 | 7.8379 | 1.4808 | 19.0153 | 30.9229 | 84.4054 | 117.715 | 8.1808 | 1.4808 | 19.0153 | 30.9229 | 84.4054 | 117.715 | 8.1808 | 1.4808 | 19.0153
U | d055u | 30.5183 | 72.8689 | 116.73 | 7.8314 | 1.4808 | 19.0153 | 30.9229 | 84.4054 | 117.715 | 8.1808 | 1.4808 | 19.0153 | 30.9229 | 84.4054 | 117.715 | 8.1808 | 1.4808 | 19.0153
U | d055v | 29.47 | 69.2138 | 116.543 | 7.8253 | 1.4808 | 18.8339 | 30.9229 | 84.4054 | 117.715 | 8.1808 | 1.4808 | 19.0153 | 30.9229 | 84.4054 | 117.715 | 8.1808 | 1.4808 | 19.0153
U | d055x | 29.133 | 69.9181 | 116.328 | 7.819 | 1.4808 | 18.8155 | 30.9229 | 84.4054 | 117.715 | 8.1808 | 1.4808 | 19.0153 | 30.9229 | 84.4054 | 117.715 | 8.1808 | 1.4808 | 19.0153
U | d055y | 28.1933 | 66.8457 | 116.147 | 7.8151 | 1.4808 | 18.7652 | 30.9229 | 84.4054 | 117.715 | 8.1808 | 1.4808 | 19.0153 | 30.9229 | 84.4054 | 117.715 | 8.1808 | 1.4808 | 19.0153
U | d056a | 27.4812 | 66.5277 | 116.068 | 7.8122 | 1.4808 | 18.7883 | 30.9229 | 84.4054 | 117.715 | 8.1808 | 1.4808 | 19.0153 | 30.9229 | 84.4054 | 117.715 | 8.1808 | 1.4808 | 19.0153
U | d056b | 27.4271 | 69.2748 | 116.088 | 7.8113 | 1.4808 | 18.7875 | 30.9229 | 84.4054 | 117.715 | 8.1808 | 1.4808 | 19.0153 | 30.9229 | 84.4054 | 117.715 | 8.1808 | 1.4808 | 19.0153
U | d056c | 27.3285 | 72.7388 | 116.214 | 7.8104 | 1.4808 | 18.7762 | 30.9229 | 84.4054 | 117.715 | 8.1808 | 1.4808 | 19.0153 | 30.9229 | 84.4054 | 117.715 | 8.1808 | 1.4808 | 19.0153
U | d056d | 27.543 | 75.8186 | 116.351 | 7.8112 | 1.4808 | 18.7604 | 30.9229 | 84.4054 | 117.715 | 8.1808 | 1.4808 | 19.0153 | 30.9229 | 84.4054 | 117.715 | 8.1808 | 1.4808 | 19.0153
U | d056e | 27.6475 | 77.5141 | 116.351 | 7.8104 | 1.4808 | 18.8222 | 30.9229 | 84.4054 | 117.715 | 8.1808 | 1.4808 | 19.0153 | 30.9229 | 84.4054 | 117.715 | 8.1808 | 1.4808 | 19.0153
U | d056f | 29.4826 | 79.9092 | 116.483 | 7.8165 | 1.4808 | 18.9141 | 30.9229 | 84.4054 | 117.715 | 8.1808 | 1.4808 | 19.0153 | 30.9229 | 84.4054 | 117.715 | 8.1808 | 1.4808 | 19.0153
U | d056g | 30.5433 | 81.2404 | 116.585 | 7.8231 | 1.4808 | 19.0153 | 30.9229 | 84.4054 | 117.715 | 8.1808 | 1.4808 | 19.0153 | 30.9229 | 84.4054 | 117.715 | 8.1808 | 1.4808 | 19.0153
U | d056h | 30.8881 | 81.4347 | 116.562 | 7.8267 | 1.4808 | 19.0153 | 30.9229 | 84.4054 | 117.715 | 8.1808 | 1.4808 | 19.0153 | 30.9229 | 84.4054 | 117.715 | 8.1808 | 1.4808 | 19.0153
U | d056i | 30.9229 | 81.3845 | 116.477 | 7.832 | 1.4808 | 19.0153 | 30.9229 | 84.4054 | 117.715 | 8.1808 | 1.4808 | 19.0153 | 30.9229 | 84.4054 | 117.715 | 8.1808 | 1.4808 | 19.0153
U | d056j | 30.9229 | 81.6955 | 116.412 | 7.8366 | 1.4808 | 19.0153 | 30.9229 | 84.4054 | 117.715 | 8.1808 | 1.4808 | 19.0153 | 30.9229 | 84.4054 | 117.715 | 8.1808 | 1.4808 | 19.0153
U | d056k | 30.9229 | 82.024 | 116.392 | 7.8479 | 1.4808 | 19.0153 | 30.9229 | 84.4054 | 117.715 | 8.1808 | 1.4808 | 19.0153 | 30.9229 | 84.4054 | 117.715 | 8.1808 | 1.4808 | 19.0153
U | d056l | 30.9229 | 80.816 | 116.194 | 7.8452 | 1.4808 | 19.0153 | 30.9229 | 84.4054 | 117.715 | 8.1808 | 1.4808 | 19.0153 | 30.9229 | 84.4054 | 117.715 | 8.1808 | 1.4808 | 19.0153
U | d056m | 30.9229 | 81.3176 | 116.296 | 7.8463 | 1.4808 | 19.0153 | 30.9229 | 84.4054 | 117.715 | 8.1808 | 1.4808 | 19.0153 | 30.9229 | 84.4054 | 117.715 | 8.1808 | 1.4808 | 19.0153
U | d056n | 30.9229 | 82.3481 | 116.654 | 7.8441 | 1.4808 | 19.0153 | 30.9229 | 84.4054 | 117.715 | 8.1808 | 1.4808 | 19.0153 | 30.9229 | 84.4054 | 117.715 | 8.1808 | 1.4808 | 19.0153
U | d056o | 30.9229 | 83.1879 | 116.842 | 7.8439 | 1.4808 | 19.0153 | 30.9229 | 84.4054 | 117.715 | 8.1808 | 1.4808 | 19.0153 | 30.9229 | 84.4054 | 117.715 | 8.1808 | 1.4808 | 19.0153
U | d056p | 30.9229 | 82.8752 | 116.79 | 7.8383 | 1.4808 | 19.0153 | 30.9229 | 84.4054 | 117.715 | 8.1808 | 1.4808 | 19.0153 | 30.9229 | 84.4054 | 117.715 | 8.1808 | 1.4808 | 19.0153
U | d056q | 30.9229 | 83.0208 | 117.047 | 7.8339 | 1.4808 | 19.0153 | 30.9229 | 84.4054 | 117.715 | 8.1808 | 1.4808 | 19.0153 | 30.9229 | 84.4054 | 117.715 | 8.1808 | 1.4808 | 19.0153
U | d056r | 30.9229 | 83.5114 | 117.715 | 7.8356 | 1.4808 | 19.0153 | 30.9229 | 84.4054 | 117.715 | 8.1808 | 1.4808 | 19.0153 | 30.9229 | 84.4054 | 117.715 | 8.1808 | 1.4808 | 19.0153
U | d056s | 30.9229 | 81.596 | 117.044 | 7.8306 | 1.4808 | 19.0153 | 30.9229 | 84.4054 | 117.715 | 8.1808 | 1.4808 | 19.0153 | 30.9229 | 84.4054 | 117.715 | 8.1808 | 1.4808 | 19.0153
U | d056t | 30.5417 | 77.8843 | 116.539 | 7.828 | 1.4808 | 19.0153 | 30.9229 | 84.4054 | 117.715 | 8.1808 | 1.4808 | 19.0153 | 30.9229 | 84.4054 | 117.715 | 8.1808 | 1.4808 | 19.0153
U | d056u | 29.0522 | 70.9006 | 115.911 | 7.8216 | 1.4808 | 18.829 | 30.9229 | 84.4054 | 117.715 | 8.1808 | 1.4808 | 19.0153 | 30.9229 | 84.4054 | 117.715 | 8.1808 | 1.4808 | 19.0153
U | d056v | 27.9125 | 67.2987 | 115.414 | 7.8178 | 1.4808 | 18.684 | 30.9229 | 84.4054 | 117.715 | 8.1808 | 1.4808 | 19.0153 | 30.9229 | 84.4054 | 117.715 | 8.1808 | 1.4808 | 19.0153
U | d056x | 27.184 | 65.3841 | 114.682 | 7.81 | 1.4808 | 18.5922 | 30.9229 | 84.4054 | 117.715 | 8.1808 | 1.4808 | 19.0153 | 30.9229 | 84.4054 | 117.715 | 8.1808 | 1.4808 | 19.0153
U | d056y | 26.0441 | 63.5227 | 114.181 | 7.8069 | 1.4808 | 18.5669 | 30.9229 | 84.4054 | 117.715 | 8.1808 | 1.4808 | 19.0153 | 30.9229 | 84.4054 | 117.715 | 8.1808 | 1.4808 | 19.0153
U | d057a | 24.9195 | 62.6296 | 113.921 | 7.8048 | 1.4808 | 18.6529 | 30.9229 | 84.4054 | 117.715 | 8.1808 | 1.4808 | 19.0153 | 30.9229 | 84.4054 | 117.715 | 8.1808 | 1.4808 | 19.0153
U | d057b | 24.3024 | 63.7877 | 113.893 | 7.8042 | 1.4808 | 18.5951 | 30.9229 | 84.4054 | 117.715 | 8.1808 | 1.4808 | 19.0153 | 30.9229 | 84.4054 | 117.715 | 8.1808 | 1.4808 | 19.0153
U | d057c | 23.966 | 68.4854 | 114.433 | 7.8055 | 1.4808 | 18.5617 | 30.9229 | 84.4054 | 117.715 | 8.1808 | 1.4808 | 19.0153 | 30.9229 | 84.4054 | 117.715 | 8.1808 | 1.4808 | 19.0153
U | d057d | 21.8951 | 65.9257 | 114.075 | 7.8052 | 1.4808 | 18.0206 | 30.9229 | 84.4054 | 117.715 | 8.1808 | 1.4808 | 19.0153 | 30.9229 | 84.4054 | 117.715 | 8.1808 | 1.4808 | 19.0153
U | d057e | 21.4528 | 66.0037 | 113.935 | 7.8056 | 1.4808 | 18.0081 | 30.9229 | 84.4054 | 117.715 | 8.1808 | 1.4808 | 19.0153 | 30.9229 | 84.4054 | 117.715 | 8.1808 | 1.4808 | 19.0153
U | d057f | 21.7156 | 67.2397 | 113.996 | 7.8082 | 1.4808 | 18.068 | 30.9229 | 84.4054 | 117.715 | 8.1808 | 1.4808 | 19.0153 | 30.9229 | 84.4054 | 117.715 | 8.1808 | 1.4808 | 19.0153
U | d057g | 22.5324 | 67.9412 | 114.023 | 7.8129 | 1.4808 | 18.2537 | 30.9229 | 84.4054 | 117.715 | 8.1808 | 1.4808 | 19.0153 | 30.9229 | 84.4054 | 117.715 | 8.1808 | 1.4808 | 19.0153
U | d057h | 24.2138 | 71.2375 | 114.39 | 7.8195 | 1.4808 | 18.4557 | 30.9229 | 84.4054 | 117.715 | 8.1808 | 1.4808 | 19.0153 | 30.9229 | 84.4054 | 117.715 | 8.1808 | 1.4808 | 19.0153
U | d057i | 25.8818 | 72.7716 | 114.534 | 7.825 | 1.4808 | 18.4423 | 30.9229 | 84.4054 | 117.715 | 8.1808 | 1.4808 | 19.0153 | 30.9229 | 84.4054 | 117.715 | 8.1808 | 1.4808 | 19.0153
U | d057j | 26.1465 | 70.7576 | 114.354 | 7.8264 | 1.4808 | 18.4053 | 30.9229 | 84.4054 | 117.715 | 8.1808 | 1.4808 | 19.0153 | 30.9229 | 84.4054 | 117.715 | 8.1808 | 1.4808 | 19.0153
U | d057k | 26.9691 | 70.21 | 114.149 | 7.8291 | 1.4808 | 18.5744 | 30.9229 | 84.4054 | 117.715 | 8.1808 | 1.4808 | 19.0153 | 30.9229 | 84.4054 | 117.715 | 8.1808 | 1.4808 | 19.0153
U | d057l | 27.4221 | 67.9268 | 113.728 | 7.8281 | 1.4808 | 18.5643 | 30.9229 | 84.4054 | 117.715 | 8.1808 | 1.4808 | 19.0153 | 30.9229 | 84.4054 | 117.715 | 8.1808 | 1.4808 | 19.0153
U | d057m | 28.2954 | 67.6454 | 113.822 | 7.8293 | 1.4808 | 18.6757 | 30.9229 | 84.4054 | 117.715 | 8.1808 | 1.4808 | 19.0153 | 30.9229 | 84.4054 | 117.715 | 8.1808 | 1.4808 | 19.0153
U | d057n | 27.909 | 67.1023 | 113.794 | 7.8278 | 1.4808 | 18.6122 | 30.9229 | 84.4054 | 117.715 | 8.1808 | 1.4808 | 19.0153 | 30.9229 | 84.4054 | 117.715 | 8.1808 | 1.4808 | 19.0153
U | d057o | 28.3676 | 69.0962 | 114.069 | 7.8281 | 1.4808 | 18.734 | 30.9229 | 84.4054 | 117.715 | 8.1808 | 1.4808 | 19.0153 | 30.9229 | 84.4054 | 117.715 | 8.1808 | 1.4808 | 19.0153
U | d057p | 29.0889 | 71.5736 | 114.756 | 7.8289 | 1.4808 | 18.9725 | 30.9229 | 84.4054 | 117.715 | 8.1808 | 1.4808 | 19.0153 | 30.9229 | 84.4054 | 117.715 | 8.1808 | 1.4808 | 19.0153
U | d057q | 29.7067 | 73.988 | 115.485 | 7.8302 | 1.4808 | 19.0153 | 30.9229 | 84.4054 | 117.715 | 8.1808 | 1.4808 | 19.0153 | 30.9229 | 84.4054 | 117.715 | 8.1808 | 1.4808 | 19.0153
U | d057r | 30.0665 | 74.5233 | 115.936 | 7.8323 | 1.4808 | 19.0153 | 30.9229 | 84.4054 | 117.715 | 8.1808 | 1.4808 | 19.0153 | 30.9229 | 84.4054 | 117.715 | 8.1808 | 1.4808 | 19.0153
U | d057s | 28.9494 | 69.9994 | 115.228 | 7.8307 | 1.4808 | 18.9867 | 30.9229 | 84.4054 | 117.715 | 8.1808 | 1.4808 | 19.0153 | 30.9229 | 84.4054 | 117.715 | 8.1808 | 1.4808 | 19.0153
U | d057t | 28.6483 | 66.7987 | 114.764 | 7.8305 | 1.4808 | 18.8644 | 30.9229 | 84.4054 | 117.715 | 8.1808 | 1.4808 | 19.0153 | 30.9229 | 84.4054 | 117.715 | 8.1808 | 1.4808 | 19.0153
U | d057u | 27.9607 | 60.9089 | 113.617 | 7.8281 | 1.4808 | 18.6674 | 30.9229 | 84.4054 | 117.715 | 8.1808 | 1.4808 | 19.0153 | 30.9229 | 84.4054 | 117.715 | 8.1808 | 1.4808 | 19.0153
U | d057v | 27.4279 | 57.096 | 112.894 | 7.8246 | 1.4808 | 18.2793 | 30.9229 | 84.4054 | 117.715 | 8.1808 | 1.4808 | 19.0153 | 30.9229 | 84.4054 | 117.715 | 8.1808 | 1.4808 | 19.0153
U | d057x | 27.2015 | 58.5779 | 112.623 | 7.8173 | 1.4808 | 18.2268 | 30.9229 | 84.4054 | 117.715 | 8.1808 | 1.4808 | 19.0153 | 30.9229 | 84.4054 | 117.715 | 8.1808 | 1.4808 | 19.0153
U | d057y | 26.6511 | 58.95 | 112.217 | 7.815 | 1.4808 | 18.1967 | 30.9229 | 84.4054 | 117.715 | 8.1808 | 1.4808 | 19.0153 | 30.9229 | 84.4054 | 117.715 | 8.1808 | 1.4808 | 19.0153
U | d058a | 25.9297 | 58.6737 | 112.015 | 7.8122 | 1.4808 | 18.2334 | 30.9229 | 84.4054 | 117.715 | 8.1808 | 1.4808 | 19.0153 | 30.9229 | 84.4054 | 117.715 | 8.1808 | 1.4808 | 19.0153
U | d058b | 25.9209 | 60.7087 | 112.218 | 7.8113 | 1.4808 | 18.1721 | 30.9229 | 84.4054 | 117.715 | 8.1808 | 1.4808 | 19.0153 | 30.9229 | 84.4054 | 117.715 | 8.1808 | 1.4808 | 19.0153
U | d058c | 26.2254 | 66.0905 | 113.185 | 7.8117 | 1.4808 | 18.1462 | 30.9229 | 84.4054 | 117.715 | 8.1808 | 1.4808 | 19.0153 | 30.9229 | 84.4054 | 117.715 | 8.1808 | 1.4808 | 19.0153
U | d058d | 26.3937 | 69.3047 | 113.933 | 7.8126 | 1.4808 | 18.1373 | 30.9229 | 84.4054 | 117.715 | 8.1808 | 1.4808 | 19.0153 | 30.9229 | 84.4054 | 117.715 | 8.1808 | 1.4808 | 19.0153
U | d058e | 26.4351 | 70.6909 | 114.005 | 7.813 | 1.4808 | 18.2217 | 30.9229 | 84.4054 | 117.715 | 8.1808 | 1.4808 | 19.0153 | 30.9229 | 84.4054 | 117.715 | 8.1808 | 1.4808 | 19.0153
U | d058f | 27.3316 | 74.6202 | 114.577 | 7.816 | 1.4808 | 18.4922 | 30.9229 | 84.4054 | 117.715 | 8.1808 | 1.4808 | 19.0153 | 30.9229 | 84.4054 | 117.715 | 8.1808 | 1.4808 | 19.0153
U | d058g | 29.5927 | 79.9292 | 115.6 | 7.8248 | 1.4808 | 19.0153 | 30.9229 | 84.4054 | 117.715 | 8.1808 | 1.4808 | 19.0153 | 30.9229 | 84.4054 | 117.715 | 8.1808 | 1.4808 | 19.0153
U | d058h | 30.9229 | 82.4619 | 116.974 | 7.8374 | 1.4808 | 19.0153 | 30.9229 | 84.4054 | 117.715 | 8.1808 | 1.4808 | 19.0153 | 30.9229 | 84.4054 | 117.715 | 8.1808 | 1.4808 | 19.0153
U | d058i | 30.9229 | 81.6553 | 116.493 | 7.8417 | 1.4808 | 19.0153 | 30.9229 | 84.4054 | 117.715 | 8.1808 | 1.4808 | 19.0153 | 30.9229 | 84.4054 | 117.715 | 8.1808 | 1.4808 | 19.0153
U | d058j | 30.9229 | 80.634 | 116.033 | 7.8435 | 1.4808 | 19.0153 | 30.9229 | 84.4054 | 117.715 | 8.1808 | 1.4808 | 19.0153 | 30.9229 | 84.4054 | 117.715 | 8.1808 | 1.4808 | 19.0153
U | d058k | 30.9229 | 77.4175 | 114.788 | 7.8413 | 1.4808 | 19.0153 | 30.9229 | 84.4054 | 117.715 | 8.1808 | 1.4808 | 19.0153 | 30.9229 | 84.4054 | 117.715 | 8.1808 | 1.4808 | 19.0153
U | d058l | 30.9229 | 78.3311 | 114.901 | 7.8416 | 1.4808 | 19.0153 | 30.9229 | 84.4054 | 117.715 | 8.1808 | 1.4808 | 19.0153 | 30.9229 | 84.4054 | 117.715 | 8.1808 | 1.4808 | 19.0153
U | d058m | 30.9229 | 81.7658 | 115.759 | 7.8571 | 1.4808 | 19.0153 | 30.9229 | 84.4054 | 117.715 | 8.1808 | 1.4808 | 19.0153 | 30.9229 | 84.4054 | 117.715 | 8.1808 | 1.4808 | 19.0153
U | d058n | 30.9229 | 80.7312 | 115.555 | 7.8413 | 1.4808 | 19.0153 | 30.9229 | 84.4054 | 117.715 | 8.1808 | 1.4808 | 19.0153 | 30.9229 | 84.4054 | 117.715 | 8.1808 | 1.4808 | 19.0153
U | d058o | 30.9229 | 81.2575 | 115.567 | 7.8403 | 1.4808 | 19.0153 | 30.9229 | 84.4054 | 117.715 | 8.1808 | 1.4808 | 19.0153 | 30.9229 | 84.4054 | 117.715 | 8.1808 | 1.4808 | 19.0153
U | d058p | 30.9229 | 81.8538 | 116.091 | 7.8386 | 1.4808 | 19.0153 | 30.9229 | 84.4054 | 117.715 | 8.1808 | 1.4808 | 19.0153 | 30.9229 | 84.4054 | 117.715 | 8.1808 | 1.4808 | 19.0153
U | d058q | 30.9229 | 83.3859 | 117.166 | 7.8489 | 1.4808 | 19.0153 | 30.9229 | 84.4054 | 117.715 | 8.1808 | 1.4808 | 19.0153 | 30.9229 | 84.4054 | 117.715 | 8.1808 | 1.4808 | 19.0153
U | d058r | 30.9229 | 83.4927 | 117.593 | 7.8476 | 1.4808 | 19.0153 | 30.9229 | 84.4054 | 117.715 | 8.1808 | 1.4808 | 19.0153 | 30.9229 | 84.4054 | 117.715 | 8.1808 | 1.4808 | 19.0153
U | d058s | 30.9229 | 82.1211 | 116.589 | 7.8345 | 1.4808 | 19.0153 | 30.9229 | 84.4054 | 117.715 | 8.1808 | 1.4808 | 19.0153 | 30.9229 | 84.4054 | 117.715 | 8.1808 | 1.4808 | 19.0153
U | d058t | 30.7776 | 81.0847 | 116.3 | 7.8338 | 1.4808 | 19.0153 | 30.9229 | 84.4054 | 117.715 | 8.1808 | 1.4808 | 19.0153 | 30.9229 | 84.4054 | 117.715 | 8.1808 | 1.4808 | 19.0153
U | d058u | 29.8965 | 76.804 | 115.717 | 7.8315 | 1.4808 | 19.0153 | 30.9229 | 84.4054 | 117.715 | 8.1808 | 1.4808 | 19.0153 | 30.9229 | 84.4054 | 117.715 | 8.1808 | 1.4808 | 19.0153
U | d058v | 29.5898 | 74.4188 | 115.49 | 7.8293 | 1.4808 | 18.7286 | 30.9229 | 84.4054 | 117.715 | 8.1808 | 1.4808 | 19.0153 | 30.9229 | 84.4054 | 117.715 | 8.1808 | 1.4808 | 19.0153
U | d058x | 28.6109 | 72.3558 | 114.652 | 7.8218 | 1.4808 | 18.5573 | 30.9229 | 84.4054 | 117.715 | 8.1808 | 1.4808 | 19.0153 | 30.9229 | 84.4054 | 117.715 | 8.1808 | 1.4808 | 19.0153
U | d058y | 27.4825 | 70.7385 | 114.024 | 7.8176 | 1.4808 | 18.4281 | 30.9229 | 84.4054 | 117.715 | 8.1808 | 1.4808 | 19.0153 | 30.9229 | 84.4054 | 117.715 | 8.1808 | 1.4808 | 19.0153
U | d059a | 26.7211 | 70.6671 | 113.961 | 7.8152 | 1.4808 | 18.4651 | 30.9229 | 84.4054 | 117.715 | 8.1808 | 1.4808 | 19.0153 | 30.9229 | 84.4054 | 117.715 | 8.1808 | 1.4808 | 19.0153
U | d059b | 26.3015 | 71.4904 | 114.127 | 7.8146 | 1.4808 | 18.4359 | 30.9229 | 84.4054 | 117.715 | 8.1808 | 1.4808 | 19.0153 | 30.9229 | 84.4054 | 117.715 | 8.1808 | 1.4808 | 19.0153
U | d059c | 26.4178 | 75.7263 | 115.341 | 7.8153 | 1.4808 | 18.4532 | 30.9229 | 84.4054 | 117.715 | 8.1808 | 1.4808 | 19.0153 | 30.9229 | 84.4054 | 117.715 | 8.1808 | 1.4808 | 19.0153
U | d059d | 26.4435 | 78.7135 | 115.932 | 7.8167 | 1.4808 | 18.5178 | 30.9229 | 84.4054 | 117.715 | 8.1808 | 1.4808 | 19.0153 | 30.9229 | 84.4054 | 117.715 | 8.1808 | 1.4808 | 19.0153
U | d059e | 26.8366 | 80.4752 | 116.098 | 7.8168 | 1.4808 | 18.667 | 30.9229 | 84.4054 | 117.715 | 8.1808 | 1.4808 | 19.0153 | 30.9229 | 84.4054 | 117.715 | 8.1808 | 1.4808 | 19.0153
U | d059f | 28.7101 | 82.8225 | 116.652 | 7.8239 | 1.4808 | 18.8108 | 30.9229 | 84.4054 | 117.715 | 8.1808 | 1.4808 | 19.0153 | 30.9229 | 84.4054 | 117.715 | 8.1808 | 1.4808 | 19.0153
U | d059g | 30.7833 | 84.1366 | 117.608 | 7.8393 | 1.4808 | 19.0153 | 30.9229 | 84.4054 | 117.715 | 8.1808 | 1.4808 | 19.0153 | 30.9229 | 84.4054 | 117.715 | 8.1808 | 1.4808 | 19.0153
U | d059h | 30.9229 | 84.4054 | 117.715 | 8.1808 | 1.4808 | 19.0153 | 30.9229 | 84.4054 | 117.715 | 8.1808 | 1.4808 | 19.0153 | 30.9229 | 84.4054 | 117.715 | 8.1808 | 1.4808 | 19.0153
U | d059i | 30.9229 | 84.4054 | 117.715 | 8.1808 | 1.4808 | 19.0153 | 30.9229 | 84.4054 | 117.715 | 8.1808 | 1.4808 | 19.0153 | 30.9229 | 84.4054 | 117.715 | 8.1808 | 1.4808 | 19.0153
U | d059j | 30.9229 | 84.1526 | 117.61 | 7.9048 | 1.4808 | 19.0153 | 30.9229 | 84.4054 | 117.715 | 8.1808 | 1.4808 | 19.0153 | 30.9229 | 84.4054 | 117.715 | 8.1808 | 1.4808 | 19.0153
U | d059k | 30.9229 | 84.1306 | 117.609 | 7.8899 | 1.4808 | 19.0153 | 30.9229 | 84.4054 | 117.715 | 8.1808 | 1.4808 | 19.0153 | 30.9229 | 84.4054 | 117.715 | 8.1808 | 1.4808 | 19.0153
U | d059l | 30.9229 | 84.1472 | 117.61 | 7.9048 | 1.4808 | 19.0153 | 30.9229 | 84.4054 | 117.715 | 8.1808 | 1.4808 | 19.0153 | 30.9229 | 84.4054 | 117.715 | 8.1808 | 1.4808 | 19.0153
U | d059m | 30.9229 | 84.1306 | 117.609 | 7.8763 | 1.4808 | 19.0153 | 30.9229 | 84.4054 | 117.715 | 8.1808 | 1.4808 | 19.0153 | 30.9229 | 84.4054 | 117.715 | 8.1808 | 1.4808 | 19.0153
U | d059n | 30.9229 | 84.1423 | 117.61 | 7.8827 | 1.4808 | 19.0153 | 30.9229 | 84.4054 | 117.715 | 8.1808 | 1.4808 | 19.0153 | 30.9229 | 84.4054 | 117.715 | 8.1808 | 1.4808 | 19.0153
U | d059o | 30.9229 | 84.1304 | 117.609 | 7.858 | 1.4808 | 19.0153 | 30.9229 | 84.4054 | 117.715 | 8.1808 | 1.4808 | 19.0153 | 30.9229 | 84.4054 | 117.715 | 8.1808 | 1.4808 | 19.0153
U | d059p | 30.9229 | 84.1799 | 117.614 | 7.8658 | 1.4808 | 19.0153 | 30.9229 | 84.4054 | 117.715 | 8.1808 | 1.4808 | 19.0153 | 30.9229 | 84.4054 | 117.715 | 8.1808 | 1.4808 | 19.0153
U | d059q | 30.9229 | 84.4054 | 117.715 | 8.1808 | 1.4808 | 19.0153 | 30.9229 | 84.4054 | 117.715 | 8.1808 | 1.4808 | 19.0153 | 30.9229 | 84.4054 | 117.715 | 8.1808 | 1.4808 | 19.0153
U | d059r | 30.9229 | 84.4054 | 117.715 | 8.1217 | 1.4808 | 19.0153 | 30.9229 | 84.4054 | 117.715 | 8.1808 | 1.4808 | 19.0153 | 30.9229 | 84.4054 | 117.715 | 8.1808 | 1.4808 | 19.0153
U | d059s | 30.764 | 84.167 | 117.625 | 7.8363 | 1.4808 | 19.0153 | 30.9229 | 84.4054 | 117.715 | 8.1808 | 1.4808 | 19.0153 | 30.9229 | 84.4054 | 117.715 | 8.1808 | 1.4808 | 19.0153
U | d059t | 29.9683 | 83.5998 | 117.605 | 7.8335 | 1.4808 | 19.0153 | 30.9229 | 84.4054 | 117.715 | 8.1808 | 1.4808 | 19.0153 | 30.9229 | 84.4054 | 117.715 | 8.1808 | 1.4808 | 19.0153
U | d059u | 28.4255 | 80.8984 | 117.311 | 7.8308 | 1.4808 | 19.0153 | 30.9229 | 84.4054 | 117.715 | 8.1808 | 1.4808 | 19.0153 | 30.9229 | 84.4054 | 117.715 | 8.1808 | 1.4808 | 19.0153
U | d059v | 26.4714 | 76.4014 | 117.225 | 7.8258 | 1.4808 | 18.73 | 30.9229 | 84.4054 | 117.715 | 8.1808 | 1.4808 | 19.0153 | 30.9229 | 84.4054 | 117.715 | 8.1808 | 1.4808 | 19.0153
U | d059x | 25.1602 | 71.6087 | 116.104 | 7.8173 | 1.4808 | 18.5215 | 30.9229 | 84.4054 | 117.715 | 8.1808 | 1.4808 | 19.0153 | 30.9229 | 84.4054 | 117.715 | 8.1808 | 1.4808 | 19.0153
U | d059y | 24.5888 | 69.8701 | 115.61 | 7.8147 | 1.4808 | 18.4545 | 30.9229 | 84.4054 | 117.715 | 8.1808 | 1.4808 | 19.0153 | 30.9229 | 84.4054 | 117.715 | 8.1808 | 1.4808 | 19.0153
U | d060a | 23.389 | 65.9886 | 114.614 | 7.8114 | 1.4808 | 18.4231 | 30.9229 | 84.4054 | 117.715 | 8.1808 | 1.4808 | 19.0153 | 30.9229 | 84.4054 | 117.715 | 8.1808 | 1.4808 | 19.0153
U | d060b | 23.415 | 67.1564 | 115.028 | 7.8106 | 1.4808 | 18.4315 | 30.9229 | 84.4054 | 117.715 | 8.1808 | 1.4808 | 19.0153 | 30.9229 | 84.4054 | 117.715 | 8.1808 | 1.4808 | 19.0153
U | d060c | 23.869 | 70.958 | 116.291 | 7.8106 | 1.4808 | 18.4184 | 30.9229 | 84.4054 | 117.715 | 8.1808 | 1.4808 | 19.0153 | 30.9229 | 84.4054 | 117.715 | 8.1808 | 1.4808 | 19.0153
U | d060d | 24.1313 | 74.0624 | 116.751 | 7.8116 | 1.4808 | 18.4812 | 30.9229 | 84.4054 | 117.715 | 8.1808 | 1.4808 | 19.0153 | 30.9229 | 84.4054 | 117.715 | 8.1808 | 1.4808 | 19.0153
U | d060e | 24.4222 | 76.7106 | 116.826 | 7.811 | 1.4808 | 18.6142 | 30.9229 | 84.4054 | 117.715 | 8.1808 | 1.4808 | 19.0153 | 30.9229 | 84.4054 | 117.715 | 8.1808 | 1.4808 | 19.0153
U | d060f | 26.8517 | 80.0606 | 117.245 | 7.8187 | 1.4808 | 18.8013 | 30.9229 | 84.4054 | 117.715 | 8.1808 | 1.4808 | 19.0153 | 30.9229 | 84.4054 | 117.715 | 8.1808 | 1.4808 | 19.0153
U | d060g | 30.3678 | 82.98 | 117.605 | 7.8316 | 1.4808 | 19.0153 | 30.9229 | 84.4054 | 117.715 | 8.1808 | 1.4808 | 19.0153 | 30.9229 | 84.4054 | 117.715 | 8.1808 | 1.4808 | 19.0153
U | d060h | 30.8353 | 84.1772 | 117.715 | 7.8486 | 1.4808 | 19.0153 | 30.9229 | 84.4054 | 117.715 | 8.1808 | 1.4808 | 19.0153 | 30.9229 | 84.4054 | 117.715 | 8.1808 | 1.4808 | 19.0153
U | d060i | 30.9229 | 83.8545 | 117.647 | 7.8666 | 1.4808 | 19.0153 | 30.9229 | 84.4054 | 117.715 | 8.1808 | 1.4808 | 19.0153 | 30.9229 | 84.4054 | 117.715 | 8.1808 | 1.4808 | 19.0153
U | d060j | 30.9049 | 82.7398 | 117.603 | 7.8552 | 1.4808 | 19.0153 | 30.9229 | 84.4054 | 117.715 | 8.1808 | 1.4808 | 19.0153 | 30.9229 | 84.4054 | 117.715 | 8.1808 | 1.4808 | 19.0153
U | d060k | 30.9042 | 82.3532 | 117.602 | 7.8571 | 1.4808 | 19.0153 | 30.9229 | 84.4054 | 117.715 | 8.1808 | 1.4808 | 19.0153 | 30.9229 | 84.4054 | 117.715 | 8.1808 | 1.4808 | 19.0153
U | d060l | 30.9229 | 82.2132 | 117.602 | 7.8586 | 1.4808 | 19.0153 | 30.9229 | 84.4054 | 117.715 | 8.1808 | 1.4808 | 19.0153 | 30.9229 | 84.4054 | 117.715 | 8.1808 | 1.4808 | 19.0153
U | d060m | 30.9229 | 82.2365 | 117.602 | 7.8513 | 1.4808 | 19.0153 | 30.9229 | 84.4054 | 117.715 | 8.1808 | 1.4808 | 19.0153 | 30.9229 | 84.4054 | 117.715 | 8.1808 | 1.4808 | 19.0153
U | d060n | 30.9229 | 82.5534 | 117.605 | 7.851 | 1.4808 | 19.0153 | 30.9229 | 84.4054 | 117.715 | 8.1808 | 1.4808 | 19.0153 | 30.9229 | 84.4054 | 117.715 | 8.1808 | 1.4808 | 19.0153
U | d060o | 30.9229 | 82.1647 | 117.605 | 7.8446 | 1.4808 | 19.0153 | 30.9229 | 84.4054 | 117.715 | 8.1808 | 1.4808 | 19.0153 | 30.9229 | 84.4054 | 117.715 | 8.1808 | 1.4808 | 19.0153
U | d060p | 30.9229 | 82.4211 | 117.606 | 7.844 | 1.4808 | 19.0153 | 30.9229 | 84.4054 | 117.715 | 8.1808 | 1.4808 | 19.0153 | 30.9229 | 84.4054 | 117.715 | 8.1808 | 1.4808 | 19.0153
U | d060q | 30.9229 | 83.3158 | 117.63 | 7.8456 | 1.4808 | 19.0153 | 30.9229 | 84.4054 | 117.715 | 8.1808 | 1.4808 | 19.0153 | 30.9229 | 84.4054 | 117.715 | 8.1808 | 1.4808 | 19.0153
U | d060r | 30.9229 | 84.4054 | 117.715 | 7.9772 | 1.4808 | 19.0153 | 30.9229 | 84.4054 | 117.715 | 8.1808 | 1.4808 | 19.0153 | 30.9229 | 84.4054 | 117.715 | 8.1808 | 1.4808 | 19.0153
U | d060s | 30.551 | 82.7878 | 117.613 | 7.8309 | 1.4808 | 19.0153 | 30.9229 | 84.4054 | 117.715 | 8.1808 | 1.4808 | 19.0153 | 30.9229 | 84.4054 | 117.715 | 8.1808 | 1.4808 | 19.0153
U | d060t | 29.4362 | 80.492 | 117.598 | 7.827 | 1.4808 | 19.0153 | 30.9229 | 84.4054 | 117.715 | 8.1808 | 1.4808 | 19.0153 | 30.9229 | 84.4054 | 117.715 | 8.1808 | 1.4808 | 19.0153
U | d060u | 27.1959 | 75.855 | 116.921 | 7.823 | 1.4808 | 19.0153 | 30.9229 | 84.4054 | 117.715 | 8.1808 | 1.4808 | 19.0153 | 30.9229 | 84.4054 | 117.715 | 8.1808 | 1.4808 | 19.0153
U | d060v | 25.1567 | 72.3428 | 116.486 | 7.8193 | 1.4808 | 18.7823 | 30.9229 | 84.4054 | 117.715 | 8.1808 | 1.4808 | 19.0153 | 30.9229 | 84.4054 | 117.715 | 8.1808 | 1.4808 | 19.0153
U | d060x | 22.2618 | 61.4119 | 114.121 | 7.8103 | 1.4808 | 18.4723 | 30.9229 | 84.4054 | 117.715 | 8.1808 | 1.4808 | 19.0153 | 30.9229 | 84.4054 | 117.715 | 8.1808 | 1.4808 | 19.0153
U | d060y | 21.4581 | 58.3192 | 112.904 | 7.8071 | 1.4808 | 18.2911 | 30.9229 | 84.4054 | 117.715 | 8.1808 | 1.4808 | 19.0153 | 30.9229 | 84.4054 | 117.715 | 8.1808 | 1.4808 | 19.0153
U | d061a | 20.7477 | 55.8284 | 112.254 | 7.8045 | 1.4808 | 18.2645 | 30.9229 | 84.4054 | 117.715 | 8.1808 | 1.4808 | 19.0153 | 30.9229 | 84.4054 | 117.715 | 8.1808 | 1.4808 | 19.0153
U | d061b | 21.0912 | 56.7079 | 112.504 | 7.8055 | 1.4808 | 18.2314 | 30.9229 | 84.4054 | 117.715 | 8.1808 | 1.4808 | 19.0153 | 30.9229 | 84.4054 | 117.715 | 8.1808 | 1.4808 | 19.0153
U | d061c | 21.0894 | 59.4451 | 113.724 | 7.8064 | 1.4808 | 18.1635 | 30.9229 | 84.4054 | 117.715 | 8.1808 | 1.4808 | 19.0153 | 30.9229 | 84.4054 | 117.715 | 8.1808 | 1.4808 | 19.0153
U | d061d | 20.7488 | 60.8468 | 114.6 | 7.8086 | 1.4808 | 18.1215 | 30.9229 | 84.4054 | 117.715 | 8.1808 | 1.4808 | 19.0153 | 30.9229 | 84.4054 | 117.715 | 8.1808 | 1.4808 | 19.0153
U | d061e | 20.6912 | 61.8418 | 114.451 | 7.8084 | 1.4808 | 18.3933 | 30.9229 | 84.4054 | 117.715 | 8.1808 | 1.4808 | 19.0153 | 30.9229 | 84.4054 | 117.715 | 8.1808 | 1.4808 | 19.0153
U | d061f | 22.7002 | 64.58 | 115.237 | 7.8163 | 1.4808 | 18.6547 | 30.9229 | 84.4054 | 117.715 | 8.1808 | 1.4808 | 19.0153 | 30.9229 | 84.4054 | 117.715 | 8.1808 | 1.4808 | 19.0153
U | d061g | 25.8657 | 71.5179 | 116.168 | 7.8265 | 1.4808 | 19.0153 | 30.9229 | 84.4054 | 117.715 | 8.1808 | 1.4808 | 19.0153 | 30.9229 | 84.4054 | 117.715 | 8.1808 | 1.4808 | 19.0153
U | d061h | 28.6778 | 75.0517 | 116.749 | 7.8342 | 1.4808 | 19.0153 | 30.9229 | 84.4054 | 117.715 | 8.1808 | 1.4808 | 19.0153 | 30.9229 | 84.4054 | 117.715 | 8.1808 | 1.4808 | 19.0153
U | d061i | 29.3049 | 73.2476 | 116.493 | 7.8374 | 1.4808 | 19.0153 | 30.9229 | 84.4054 | 117.715 | 8.1808 | 1.4808 | 19.0153 | 30.9229 | 84.4054 | 117.715 | 8.1808 | 1.4808 | 19.0153
U | d061j | 29.0777 | 67.8191 | 115.859 | 7.8355 | 1.4808 | 19.0153 | 30.9229 | 84.4054 | 117.715 | 8.1808 | 1.4808 | 19.0153 | 30.9229 | 84.4054 | 117.715 | 8.1808 | 1.4808 | 19.0153
U | d061k | 28.8386 | 64.6617 | 115.007 | 7.8345 | 1.4808 | 19.0153 | 30.9229 | 84.4054 | 117.715 | 8.1808 | 1.4808 | 19.0153 | 30.9229 | 84.4054 | 117.715 | 8.1808 | 1.4808 | 19.0153
U | d061l | 29.2479 | 66.4333 | 115.773 | 7.8355 | 1.4808 | 19.0153 | 30.9229 | 84.4054 | 117.715 | 8.1808 | 1.4808 | 19.0153 | 30.9229 | 84.4054 | 117.715 | 8.1808 | 1.4808 | 19.0153
U | d061m | 29.421 | 68.262 | 115.977 | 7.8338 | 1.4808 | 19.0153 | 30.9229 | 84.4054 | 117.715 | 8.1808 | 1.4808 | 19.0153 | 30.9229 | 84.4054 | 117.715 | 8.1808 | 1.4808 | 19.0153
U | d061n | 29.2625 | 69.382 | 116.144 | 7.8325 | 1.4808 | 19.0153 | 30.9229 | 84.4054 | 117.715 | 8.1808 | 1.4808 | 19.0153 | 30.9229 | 84.4054 | 117.715 | 8.1808 | 1.4808 | 19.0153
U | d061o | 29.1698 | 68.7989 | 116.034 | 7.8313 | 1.4808 | 19.0153 | 30.9229 | 84.4054 | 117.715 | 8.1808 | 1.4808 | 19.0153 | 30.9229 | 84.4054 | 117.715 | 8.1808 | 1.4808 | 19.0153
U | d061p | 29.0546 | 71.4749 | 116.309 | 7.8313 | 1.4808 | 19.0153 | 30.9229 | 84.4054 | 117.715 | 8.1808 | 1.4808 | 19.0153 | 30.9229 | 84.4054 | 117.715 | 8.1808 | 1.4808 | 19.0153
U | d061q | 29.77 | 78.6234 | 117.613 | 7.8341 | 1.4808 | 19.0153 | 30.9229 | 84.4054 | 117.715 | 8.1808 | 1.4808 | 19.0153 | 30.9229 | 84.4054 | 117.715 | 8.1808 | 1.4808 | 19.0153
U | d061r | 28.9061 | 75.9456 | 117.413 | 7.831 | 1.4808 | 19.0153 | 30.9229 | 84.4054 | 117.715 | 8.1808 | 1.4808 | 19.0153 | 30.9229 | 84.4054 | 117.715 | 8.1808 | 1.4808 | 19.0153
U | d061s | 28.229 | 74.7358 | 117.154 | 7.8295 | 1.4808 | 19.0153 | 30.9229 | 84.4054 | 117.715 | 8.1808 | 1.4808 | 19.0153 | 30.9229 | 84.4054 | 117.715 | 8.1808 | 1.4808 | 19.0153
U | d061t | 26.3209 | 70.3012 | 116.42 | 7.8276 | 1.4808 | 19.0153 | 30.9229 | 84.4054 | 117.715 | 8.1808 | 1.4808 | 19.0153 | 30.9229 | 84.4054 | 117.715 | 8.1808 | 1.4808 | 19.0153
U | d061u | 23.5733 | 63.7784 | 115.721 | 7.8226 | 1.4808 | 18.9316 | 30.9229 | 84.4054 | 117.715 | 8.1808 | 1.4808 | 19.0153 | 30.9229 | 84.4054 | 117.715 | 8.1808 | 1.4808 | 19.0153
U | d061v | 20.9677 | 54.5582 | 113.838 | 7.8162 | 1.4808 | 18.2953 | 30.9229 | 84.4054 | 117.715 | 8.1808 | 1.4808 | 19.0153 | 30.9229 | 84.4054 | 117.715 | 8.1808 | 1.4808 | 19.0153
U | d061x | 20.5332 | 54.4159 | 112.414 | 7.8094 | 1.4808 | 18.2342 | 30.9229 | 84.4054 | 117.715 | 8.1808 | 1.4808 | 19.0153 | 30.9229 | 84.4054 | 117.715 | 8.1808 | 1.4808 | 19.0153
U | d061y | 19.0685 | 50.7855 | 109.716 | 7.8042 | 1.4808 | 18.0789 | 30.9229 | 84.4054 | 117.715 | 8.1808 | 1.4808 | 19.0153 | 30.9229 | 84.4054 | 117.715 | 8.1808 | 1.4808 | 19.0153
U | d062a | 18.2908 | 49.4577 | 108.393 | 7.7979 | 1.4808 | 18.0453 | 30.9229 | 84.4054 | 117.715 | 8.1808 | 1.4808 | 19.0153 | 30.9229 | 84.4054 | 117.715 | 8.1808 | 1.4808 | 19.0153
U | d062b | 18.5653 | 51.5025 | 109.124 | 7.7966 | 1.4808 | 18.0067 | 30.9229 | 84.4054 | 117.715 | 8.1808 | 1.4808 | 19.0153 | 30.9229 | 84.4054 | 117.715 | 8.1808 | 1.4808 | 19.0153
U | d062c | 19.2807 | 55.9003 | 111.828 | 7.7978 | 1.4808 | 17.9781 | 30.9229 | 84.4054 | 117.715 | 8.1808 | 1.4808 | 19.0153 | 30.9229 | 84.4054 | 117.715 | 8.1808 | 1.4808 | 19.0153
U | d062d | 20.0077 | 61.3495 | 114.143 | 7.8013 | 1.4808 | 18.1346 | 30.9229 | 84.4054 | 117.715 | 8.1808 | 1.4808 | 19.0153 | 30.9229 | 84.4054 | 117.715 | 8.1808 | 1.4808 | 19.0153
U | d062e | 19.4442 | 61.9279 | 113.384 | 7.7998 | 1.4808 | 18.4049 | 30.9229 | 84.4054 | 117.715 | 8.1808 | 1.4808 | 19.0153 | 30.9229 | 84.4054 | 117.715 | 8.1808 | 1.4808 | 19.0153
U | d062f | 21.0661 | 65.8055 | 114.662 | 7.8098 | 1.4808 | 18.6796 | 30.9229 | 84.4054 | 117.715 | 8.1808 | 1.4808 | 19.0153 | 30.9229 | 84.4054 | 117.715 | 8.1808 | 1.4808 | 19.0153
U | d062g | 24.1423 | 72.89 | 115.858 | 7.8205 | 1.4808 | 19.0153 | 30.9229 | 84.4054 | 117.715 | 8.1808 | 1.4808 | 19.0153 | 30.9229 | 84.4054 | 117.715 | 8.1808 | 1.4808 | 19.0153
U | d062h | 27.4455 | 76.3161 | 116.706 | 7.8284 | 1.4808 | 19.0153 | 30.9229 | 84.4054 | 117.715 | 8.1808 | 1.4808 | 19.0153 | 30.9229 | 84.4054 | 117.715 | 8.1808 | 1.4808 | 19.0153
U | d062i | 27.9706 | 74.6746 | 116.692 | 7.8318 | 1.4808 | 19.0153 | 30.9229 | 84.4054 | 117.715 | 8.1808 | 1.4808 | 19.0153 | 30.9229 | 84.4054 | 117.715 | 8.1808 | 1.4808 | 19.0153
U | d062j | 28.5761 | 73.8944 | 116.997 | 7.8363 | 1.4808 | 19.0153 | 30.9229 | 84.4054 | 117.715 | 8.1808 | 1.4808 | 19.0153 | 30.9229 | 84.4054 | 117.715 | 8.1808 | 1.4808 | 19.0153
U | d062k | 27.6925 | 68.5847 | 116.108 | 7.8365 | 1.4808 | 19.0153 | 30.9229 | 84.4054 | 117.715 | 8.1808 | 1.4808 | 19.0153 | 30.9229 | 84.4054 | 117.715 | 8.1808 | 1.4808 | 19.0153
U | d062l | 27.7742 | 66.2926 | 115.691 | 7.838 | 1.4808 | 19.0153 | 30.9229 | 84.4054 | 117.715 | 8.1808 | 1.4808 | 19.0153 | 30.9229 | 84.4054 | 117.715 | 8.1808 | 1.4808 | 19.0153
U | d062m | 28.561 | 68.3221 | 115.847 | 7.8392 | 1.4808 | 19.0153 | 30.9229 | 84.4054 | 117.715 | 8.1808 | 1.4808 | 19.0153 | 30.9229 | 84.4054 | 117.715 | 8.1808 | 1.4808 | 19.0153
U | d062n | 28.5446 | 67.4505 | 115.621 | 7.8372 | 1.4808 | 19.0153 | 30.9229 | 84.4054 | 117.715 | 8.1808 | 1.4808 | 19.0153 | 30.9229 | 84.4054 | 117.715 | 8.1808 | 1.4808 | 19.0153
U | d062o | 28.5959 | 68.6074 | 115.961 | 7.8342 | 1.4808 | 19.0153 | 30.9229 | 84.4054 | 117.715 | 8.1808 | 1.4808 | 19.0153 | 30.9229 | 84.4054 | 117.715 | 8.1808 | 1.4808 | 19.0153
U | d062p | 27.8975 | 67.3244 | 115.867 | 7.8312 | 1.4808 | 19.0153 | 30.9229 | 84.4054 | 117.715 | 8.1808 | 1.4808 | 19.0153 | 30.9229 | 84.4054 | 117.715 | 8.1808 | 1.4808 | 19.0153
U | d062q | 27.9387 | 71.5727 | 116.49 | 7.8302 | 1.4808 | 19.0153 | 30.9229 | 84.4054 | 117.715 | 8.1808 | 1.4808 | 19.0153 | 30.9229 | 84.4054 | 117.715 | 8.1808 | 1.4808 | 19.0153
U | d062r | 26.2938 | 70.2236 | 116.274 | 7.8285 | 1.4808 | 19.0153 | 30.9229 | 84.4054 | 117.715 | 8.1808 | 1.4808 | 19.0153 | 30.9229 | 84.4054 | 117.715 | 8.1808 | 1.4808 | 19.0153
U | d062s | 24.8269 | 68.3821 | 115.981 | 7.8261 | 1.4808 | 19.0153 | 30.9229 | 84.4054 | 117.715 | 8.1808 | 1.4808 | 19.0153 | 30.9229 | 84.4054 | 117.715 | 8.1808 | 1.4808 | 19.0153
U | d062t | 22.8655 | 61.9397 | 114.676 | 7.8239 | 1.4808 | 18.7339 | 30.9229 | 84.4054 | 117.715 | 8.1808 | 1.4808 | 19.0153 | 30.9229 | 84.4054 | 117.715 | 8.1808 | 1.4808 | 19.0153
U | d062u | 21.1559 | 53.5548 | 111.259 | 7.8205 | 1.4808 | 18.3711 | 30.9229 | 84.4054 | 117.715 | 8.1808 | 1.4808 | 19.0153 | 30.9229 | 84.4054 | 117.715 | 8.1808 | 1.4808 | 19.0153
U | d062v | 20.3352 | 51.0398 | 110.026 | 7.8176 | 1.4808 | 17.835 | 30.9229 | 84.4054 | 117.715 | 8.1808 | 1.4808 | 19.0153 | 30.9229 | 84.4054 | 117.715 | 8.1808 | 1.4808 | 19.0153
U | d062x | 18.4756 | 44.4011 | 101.724 | 7.8087 | 1.4808 | 17.1917 | 30.9229 | 84.4054 | 117.715 | 8.1808 | 1.4808 | 19.0153 | 30.9229 | 84.4054 | 117.715 | 8.1808 | 1.4808 | 19.0153
U | d062y | 17.7238 | 43.7844 | 99.1982 | 7.8045 | 1.4808 | 16.9741 | 30.9229 | 84.4054 | 117.715 | 8.1808 | 1.4808 | 19.0153 | 30.9229 | 84.4054 | 117.715 | 8.1808 | 1.4808 | 19.0153
U | d063a | 16.9419 | 42.5658 | 96.9258 | 7.8005 | 1.4808 | 16.9246 | 30.9229 | 84.4054 | 117.715 | 8.1808 | 1.4808 | 19.0153 | 30.9229 | 84.4054 | 117.715 | 8.1808 | 1.4808 | 19.0153
U | d063b | 16.6474 | 42.8212 | 96.8086 | 7.7977 | 1.4808 | 16.6984 | 30.9229 | 84.4054 | 117.715 | 8.1808 | 1.4808 | 19.0153 | 30.9229 | 84.4054 | 117.715 | 8.1808 | 1.4808 | 19.0153
U | d063c | 16.978 | 46.4116 | 102.242 | 7.7983 | 1.4808 | 16.6595 | 30.9229 | 84.4054 | 117.715 | 8.1808 | 1.4808 | 19.0153 | 30.9229 | 84.4054 | 117.715 | 8.1808 | 1.4808 | 19.0153
U | d063d | 17.0506 | 48.8176 | 104.844 | 7.8004 | 1.4808 | 16.7085 | 30.9229 | 84.4054 | 117.715 | 8.1808 | 1.4808 | 19.0153 | 30.9229 | 84.4054 | 117.715 | 8.1808 | 1.4808 | 19.0153
U | d063e | 17.0803 | 50.7977 | 104.94 | 7.7985 | 1.4808 | 17.4687 | 30.9229 | 84.4054 | 117.715 | 8.1808 | 1.4808 | 19.0153 | 30.9229 | 84.4054 | 117.715 | 8.1808 | 1.4808 | 19.0153
U | d063f | 19.0895 | 53.988 | 107.905 | 7.8071 | 1.4808 | 18.0906 | 30.9229 | 84.4054 | 117.715 | 8.1808 | 1.4808 | 19.0153 | 30.9229 | 84.4054 | 117.715 | 8.1808 | 1.4808 | 19.0153
U | d063g | 20.5739 | 57.3043 | 110.679 | 7.8141 | 1.4808 | 18.3426 | 30.9229 | 84.4054 | 117.715 | 8.1808 | 1.4808 | 19.0153 | 30.9229 | 84.4054 | 117.715 | 8.1808 | 1.4808 | 19.0153
U | d063h | 21.4284 | 56.1153 | 110.568 | 7.8177 | 1.4808 | 18.3825 | 30.9229 | 84.4054 | 117.715 | 8.1808 | 1.4808 | 19.0153 | 30.9229 | 84.4054 | 117.715 | 8.1808 | 1.4808 | 19.0153
U | d063i | 22.635 | 55.8859 | 110.418 | 7.8203 | 1.4808 | 18.5221 | 30.9229 | 84.4054 | 117.715 | 8.1808 | 1.4808 | 19.0153 | 30.9229 | 84.4054 | 117.715 | 8.1808 | 1.4808 | 19.0153
U | d063j | 24.0182 | 60.1441 | 111.737 | 7.8234 | 1.4808 | 18.7971 | 30.9229 | 84.4054 | 117.715 | 8.1808 | 1.4808 | 19.0153 | 30.9229 | 84.4054 | 117.715 | 8.1808 | 1.4808 | 19.0153
U | d063k | 23.9319 | 58.9777 | 111.63 | 7.8238 | 1.4808 | 18.8779 | 30.9229 | 84.4054 | 117.715 | 8.1808 | 1.4808 | 19.0153 | 30.9229 | 84.4054 | 117.715 | 8.1808 | 1.4808 | 19.0153
U | d063l | 24.4137 | 62.3601 | 113.331 | 7.8243 | 1.4808 | 19.0106 | 30.9229 | 84.4054 | 117.715 | 8.1808 | 1.4808 | 19.0153 | 30.9229 | 84.4054 | 117.715 | 8.1808 | 1.4808 | 19.0153
U | d063m | 26.2592 | 67.4299 | 114.394 | 7.8263 | 1.4808 | 19.0153 | 30.9229 | 84.4054 | 117.715 | 8.1808 | 1.4808 | 19.0153 | 30.9229 | 84.4054 | 117.715 | 8.1808 | 1.4808 | 19.0153
U | d063n | 25.0584 | 66.9764 | 114.276 | 7.8247 | 1.4808 | 19.0153 | 30.9229 | 84.4054 | 117.715 | 8.1808 | 1.4808 | 19.0153 | 30.9229 | 84.4054 | 117.715 | 8.1808 | 1.4808 | 19.0153
U | d063o | 24.6338 | 67.5083 | 114.348 | 7.8232 | 1.4808 | 18.9019 | 30.9229 | 84.4054 | 117.715 | 8.1808 | 1.4808 | 19.0153 | 30.9229 | 84.4054 | 117.715 | 8.1808 | 1.4808 | 19.0153
U | d063p | 24.7219 | 67.3304 | 114.308 | 7.8227 | 1.4808 | 18.8128 | 30.9229 | 84.4054 | 117.715 | 8.1808 | 1.4808 | 19.0153 | 30.9229 | 84.4054 | 117.715 | 8.1808 | 1.4808 | 19.0153
U | d063q | 27.5018 | 73.6623 | 116.642 | 7.8254 | 1.4808 | 19.0153 | 30.9229 | 84.4054 | 117.715 | 8.1808 | 1.4808 | 19.0153 | 30.9229 | 84.4054 | 117.715 | 8.1808 | 1.4808 | 19.0153
U | d063r | 26.4771 | 70.6147 | 115.649 | 7.824 | 1.4808 | 18.8096 | 30.9229 | 84.4054 | 117.715 | 8.1808 | 1.4808 | 19.0153 | 30.9229 | 84.4054 | 117.715 | 8.1808 | 1.4808 | 19.0153
U | d063s | 25.5076 | 66.7407 | 114.531 | 7.8226 | 1.4808 | 18.7047 | 30.9229 | 84.4054 | 117.715 | 8.1808 | 1.4808 | 19.0153 | 30.9229 | 84.4054 | 117.715 | 8.1808 | 1.4808 | 19.0153
U | d063t | 23.6119 | 58.6779 | 111.388 | 7.8197 | 1.4808 | 18.4207 | 30.9229 | 84.4054 | 117.715 | 8.1808 | 1.4808 | 19.0153 | 30.9229 | 84.4054 | 117.715 | 8.1808 | 1.4808 | 19.0153
U | d063u | 22.0813 | 51.7671 | 106.465 | 7.8165 | 1.4808 | 18.1811 | 30.9229 | 84.4054 | 117.715 | 8.1808 | 1.4808 | 19.0153 | 30.9229 | 84.4054 | 117.715 | 8.1808 | 1.4808 | 19.0153
U | d063v | 20.7819 | 48.2459 | 103.902 | 7.8136 | 1.4808 | 17.644 | 30.9229 | 84.4054 | 117.715 | 8.1808 | 1.4808 | 19.0153 | 30.9229 | 84.4054 | 117.715 | 8.1808 | 1.4808 | 19.0153
U | d063x | 20.2646 | 43.5034 | 96.3421 | 7.806 | 1.4808 | 17.2448 | 30.9229 | 84.4054 | 117.715 | 8.1808 | 1.4808 | 19.0153 | 30.9229 | 84.4054 | 117.715 | 8.1808 | 1.4808 | 19.0153
U | d063y | 19.4201 | 41.5239 | 91.9077 | 7.8033 | 1.4808 | 17.0312 | 30.9229 | 84.4054 | 117.715 | 8.1808 | 1.4808 | 19.0153 | 30.9229 | 84.4054 | 117.715 | 8.1808 | 1.4808 | 19.0153
U | d064a | 18.6433 | 41.7215 | 91.2733 | 7.8027 | 1.4808 | 17.335 | 30.9229 | 84.4054 | 117.715 | 8.1808 | 1.4808 | 19.0153 | 30.9229 | 84.4054 | 117.715 | 8.1808 | 1.4808 | 19.0153
U | d064b | 18.3478 | 41.8684 | 91.898 | 7.8022 | 1.4808 | 17.2819 | 30.9229 | 84.4054 | 117.715 | 8.1808 | 1.4808 | 19.0153 | 30.9229 | 84.4054 | 117.715 | 8.1808 | 1.4808 | 19.0153
U | d064c | 18.4277 | 45.3976 | 97.2757 | 7.8037 | 1.4808 | 17.4324 | 30.9229 | 84.4054 | 117.715 | 8.1808 | 1.4808 | 19.0153 | 30.9229 | 84.4054 | 117.715 | 8.1808 | 1.4808 | 19.0153
U | d064d | 18.4217 | 47.7397 | 100.249 | 7.8041 | 1.4808 | 17.675 | 30.9229 | 84.4054 | 117.715 | 8.1808 | 1.4808 | 19.0153 | 30.9229 | 84.4054 | 117.715 | 8.1808 | 1.4808 | 19.0153
U | d064e | 18.3895 | 48.277 | 100.028 | 7.8048 | 1.4808 | 17.9265 | 30.9229 | 84.4054 | 117.715 | 8.1808 | 1.4808 | 19.0153 | 30.9229 | 84.4054 | 117.715 | 8.1808 | 1.4808 | 19.0153
U | d064f | 18.3097 | 50.4952 | 100.933 | 7.8061 | 1.4808 | 18.139 | 30.9229 | 84.4054 | 117.715 | 8.1808 | 1.4808 | 19.0153 | 30.9229 | 84.4054 | 117.715 | 8.1808 | 1.4808 | 19.0153
U | d064g | 20.3173 | 53.529 | 104.158 | 7.8093 | 1.4808 | 18.4565 | 30.9229 | 84.4054 | 117.715 | 8.1808 | 1.4808 | 19.0153 | 30.9229 | 84.4054 | 117.715 | 8.1808 | 1.4808 | 19.0153
U | d064h | 21.9744 | 58.4102 | 108.639 | 7.8152 | 1.4808 | 18.6504 | 30.9229 | 84.4054 | 117.715 | 8.1808 | 1.4808 | 19.0153 | 30.9229 | 84.4054 | 117.715 | 8.1808 | 1.4808 | 19.0153
U | d064i | 22.5229 | 58.8798 | 110.149 | 7.8174 | 1.4808 | 18.6169 | 30.9229 | 84.4054 | 117.715 | 8.1808 | 1.4808 | 19.0153 | 30.9229 | 84.4054 | 117.715 | 8.1808 | 1.4808 | 19.0153
U | d064j | 21.9624 | 55.0224 | 107.77 | 7.8168 | 1.4808 | 18.5483 | 30.9229 | 84.4054 | 117.715 | 8.1808 | 1.4808 | 19.0153 | 30.9229 | 84.4054 | 117.715 | 8.1808 | 1.4808 | 19.0153
U | d064k | 22.6281 | 57.4228 | 107.625 | 7.8164 | 1.4808 | 18.5929 | 30.9229 | 84.4054 | 117.715 | 8.1808 | 1.4808 | 19.0153 | 30.9229 | 84.4054 | 117.715 | 8.1808 | 1.4808 | 19.0153
U | d064l | 23.2339 | 59.3955 | 106.848 | 7.8178 | 1.4808 | 18.6799 | 30.9229 | 84.4054 | 117.715 | 8.1808 | 1.4808 | 19.0153 | 30.9229 | 84.4054 | 117.715 | 8.1808 | 1.4808 | 19.0153
U | d064m | 23.4748 | 60.5007 | 107.419 | 7.8178 | 1.4808 | 18.757 | 30.9229 | 84.4054 | 117.715 | 8.1808 | 1.4808 | 19.0153 | 30.9229 | 84.4054 | 117.715 | 8.1808 | 1.4808 | 19.0153
U | d064n | 24.128 | 63.2222 | 110.944 | 7.8191 | 1.4808 | 18.975 | 30.9229 | 84.4054 | 117.715 | 8.1808 | 1.4808 | 19.0153 | 30.9229 | 84.4054 | 117.715 | 8.1808 | 1.4808 | 19.0153
U | d064o | 23.5411 | 60.1552 | 108.295 | 7.8186 | 1.4808 | 19.0153 | 30.9229 | 84.4054 | 117.715 | 8.1808 | 1.4808 | 19.0153 | 30.9229 | 84.4054 | 117.715 | 8.1808 | 1.4808 | 19.0153
U | d064p | 24.1856 | 60.6299 | 109.923 | 7.8199 | 1.4808 | 19.0153 | 30.9229 | 84.4054 | 117.715 | 8.1808 | 1.4808 | 19.0153 | 30.9229 | 84.4054 | 117.715 | 8.1808 | 1.4808 | 19.0153
U | d064q | 27.9095 | 68.1967 | 114.899 | 7.8237 | 1.4808 | 19.0153 | 30.9229 | 84.4054 | 117.715 | 8.1808 | 1.4808 | 19.0153 | 30.9229 | 84.4054 | 117.715 | 8.1808 | 1.4808 | 19.0153
U | d064r | 26.6953 | 64.2476 | 113.385 | 7.8216 | 1.4808 | 19.0153 | 30.9229 | 84.4054 | 117.715 | 8.1808 | 1.4808 | 19.0153 | 30.9229 | 84.4054 | 117.715 | 8.1808 | 1.4808 | 19.0153
U | d064s | 25.4614 | 61.9586 | 112.061 | 7.8212 | 1.4808 | 19.0153 | 30.9229 | 84.4054 | 117.715 | 8.1808 | 1.4808 | 19.0153 | 30.9229 | 84.4054 | 117.715 | 8.1808 | 1.4808 | 19.0153
U | d064t | 24.3631 | 58.9797 | 109.28 | 7.8204 | 1.4808 | 18.9413 | 30.9229 | 84.4054 | 117.715 | 8.1808 | 1.4808 | 19.0153 | 30.9229 | 84.4054 | 117.715 | 8.1808 | 1.4808 | 19.0153
U | d064u | 23.6728 | 56.4677 | 106.943 | 7.8204 | 1.4808 | 18.6712 | 30.9229 | 84.4054 | 117.715 | 8.1808 | 1.4808 | 19.0153 | 30.9229 | 84.4054 | 117.715 | 8.1808 | 1.4808 | 19.0153
U | d064v | 22.2892 | 51.8325 | 103.064 | 7.8166 | 1.4808 | 18.1818 | 30.9229 | 84.4054 | 117.715 | 8.1808 | 1.4808 | 19.0153 | 30.9229 | 84.4054 | 117.715 | 8.1808 | 1.4808 | 19.0153
U | d064x | 20.6091 | 51.2083 | 101.507 | 7.8133 | 1.4808 | 17.983 | 30.9229 | 84.4054 | 117.715 | 8.1808 | 1.4808 | 19.0153 | 30.9229 | 84.4054 | 117.715 | 8.1808 | 1.4808 | 19.0153
U | d064y | 19.8569 | 50.07 | 99.173 | 7.8109 | 1.4808 | 17.7938 | 30.9229 | 84.4054 | 117.715 | 8.1808 | 1.4808 | 19.0153 | 30.9229 | 84.4054 | 117.715 | 8.1808 | 1.4808 | 19.0153
U | d065a | 19.194 | 49.9928 | 98.7457 | 7.8091 | 1.4808 | 17.8132 | 30.9229 | 84.4054 | 117.715 | 8.1808 | 1.4808 | 19.0153 | 30.9229 | 84.4054 | 117.715 | 8.1808 | 1.4808 | 19.0153
U | d065b | 19.3698 | 52.0273 | 100.939 | 7.8082 | 1.4808 | 17.7086 | 30.9229 | 84.4054 | 117.715 | 8.1808 | 1.4808 | 19.0153 | 30.9229 | 84.4054 | 117.715 | 8.1808 | 1.4808 | 19.0153
U | d065c | 20.2803 | 58.2053 | 107.129 | 7.8094 | 1.4808 | 17.7058 | 30.9229 | 84.4054 | 117.715 | 8.1808 | 1.4808 | 19.0153 | 30.9229 | 84.4054 | 117.715 | 8.1808 | 1.4808 | 19.0153
U | d065d | 20.9135 | 62.1422 | 110.219 | 7.8111 | 1.4808 | 17.8622 | 30.9229 | 84.4054 | 117.715 | 8.1808 | 1.4808 | 19.0153 | 30.9229 | 84.4054 | 117.715 | 8.1808 | 1.4808 | 19.0153
U | d065e | 21.7667 | 64.404 | 111.12 | 7.8141 | 1.4808 | 18.0422 | 30.9229 | 84.4054 | 117.715 | 8.1808 | 1.4808 | 19.0153 | 30.9229 | 84.4054 | 117.715 | 8.1808 | 1.4808 | 19.0153
U | d065f | 23.1482 | 69.0921 | 112.932 | 7.819 | 1.4808 | 18.3525 | 30.9229 | 84.4054 | 117.715 | 8.1808 | 1.4808 | 19.0153 | 30.9229 | 84.4054 | 117.715 | 8.1808 | 1.4808 | 19.0153
U | d065g | 27.724 | 76.7665 | 115.356 | 7.8266 | 1.4808 | 18.9776 | 30.9229 | 84.4054 | 117.715 | 8.1808 | 1.4808 | 19.0153 | 30.9229 | 84.4054 | 117.715 | 8.1808 | 1.4808 | 19.0153
U | d065h | 30.4809 | 80.2409 | 116.315 | 7.8373 | 1.4808 | 19.0153 | 30.9229 | 84.4054 | 117.715 | 8.1808 | 1.4808 | 19.0153 | 30.9229 | 84.4054 | 117.715 | 8.1808 | 1.4808 | 19.0153
U | d065i | 30.6924 | 78.7778 | 116.378 | 7.8432 | 1.4808 | 19.0153 | 30.9229 | 84.4054 | 117.715 | 8.1808 | 1.4808 | 19.0153 | 30.9229 | 84.4054 | 117.715 | 8.1808 | 1.4808 | 19.0153
U | d065j | 30.7117 | 75.4064 | 115.957 | 7.8449 | 1.4808 | 19.0153 | 30.9229 | 84.4054 | 117.715 | 8.1808 | 1.4808 | 19.0153 | 30.9229 | 84.4054 | 117.715 | 8.1808 | 1.4808 | 19.0153
U | d065k | 30.7528 | 75.3619 | 116.026 | 7.8429 | 1.4808 | 19.0153 | 30.9229 | 84.4054 | 117.715 | 8.1808 | 1.4808 | 19.0153 | 30.9229 | 84.4054 | 117.715 | 8.1808 | 1.4808 | 19.0153
U | d065l | 30.6658 | 73.8356 | 116.002 | 7.8395 | 1.4808 | 19.0153 | 30.9229 | 84.4054 | 117.715 | 8.1808 | 1.4808 | 19.0153 | 30.9229 | 84.4054 | 117.715 | 8.1808 | 1.4808 | 19.0153
U | d065m | 30.1104 | 71.1359 | 115.445 | 7.8347 | 1.4808 | 19.0153 | 30.9229 | 84.4054 | 117.715 | 8.1808 | 1.4808 | 19.0153 | 30.9229 | 84.4054 | 117.715 | 8.1808 | 1.4808 | 19.0153
U | d065n | 30.325 | 73.1367 | 115.911 | 7.8365 | 1.4808 | 19.0153 | 30.9229 | 84.4054 | 117.715 | 8.1808 | 1.4808 | 19.0153 | 30.9229 | 84.4054 | 117.715 | 8.1808 | 1.4808 | 19.0153
U | d065o | 30.3447 | 73.5483 | 115.701 | 7.838 | 1.4808 | 19.0153 | 30.9229 | 84.4054 | 117.715 | 8.1808 | 1.4808 | 19.0153 | 30.9229 | 84.4054 | 117.715 | 8.1808 | 1.4808 | 19.0153
U | d065p | 30.6841 | 77.4893 | 116.058 | 7.8426 | 1.4808 | 19.0153 | 30.9229 | 84.4054 | 117.715 | 8.1808 | 1.4808 | 19.0153 | 30.9229 | 84.4054 | 117.715 | 8.1808 | 1.4808 | 19.0153
U | d065q | 30.7813 | 79.1874 | 116.498 | 7.8453 | 1.4808 | 19.0153 | 30.9229 | 84.4054 | 117.715 | 8.1808 | 1.4808 | 19.0153 | 30.9229 | 84.4054 | 117.715 | 8.1808 | 1.4808 | 19.0153
U | d065r | 30.9229 | 80.3232 | 117.584 | 7.849 | 1.4808 | 19.0153 | 30.9229 | 84.4054 | 117.715 | 8.1808 | 1.4808 | 19.0153 | 30.9229 | 84.4054 | 117.715 | 8.1808 | 1.4808 | 19.0153
U | d065s | 30.241 | 74.7942 | 116.263 | 7.8429 | 1.4808 | 19.0153 | 30.9229 | 84.4054 | 117.715 | 8.1808 | 1.4808 | 19.0153 | 30.9229 | 84.4054 | 117.715 | 8.1808 | 1.4808 | 19.0153
U | d065t | 28.9812 | 65.3279 | 115.012 | 7.8376 | 1.4808 | 19.0153 | 30.9229 | 84.4054 | 117.715 | 8.1808 | 1.4808 | 19.0153 | 30.9229 | 84.4054 | 117.715 | 8.1808 | 1.4808 | 19.0153
U | d065u | 28.3557 | 60.4404 | 113.968 | 7.8366 | 1.4808 | 19.0153 | 30.9229 | 84.4054 | 117.715 | 8.1808 | 1.4808 | 19.0153 | 30.9229 | 84.4054 | 117.715 | 8.1808 | 1.4808 | 19.0153
U | d065v | 26.1213 | 53.6597 | 110.649 | 7.83 | 1.4808 | 18.6544 | 30.9229 | 84.4054 | 117.715 | 8.1808 | 1.4808 | 19.0153 | 30.9229 | 84.4054 | 117.715 | 8.1808 | 1.4808 | 19.0153
U | d065x | 25.1754 | 52.0245 | 108.704 | 7.8238 | 1.4808 | 18.5178 | 30.9229 | 84.4054 | 117.715 | 8.1808 | 1.4808 | 19.0153 | 30.9229 | 84.4054 | 117.715 | 8.1808 | 1.4808 | 19.0153
U | d065y | 23.2669 | 47.1652 | 103.172 | 7.8198 | 1.4808 | 18.3516 | 30.9229 | 84.4054 | 117.715 | 8.1808 | 1.4808 | 19.0153 | 30.9229 | 84.4054 | 117.715 | 8.1808 | 1.4808 | 19.0153
U | d066a | 22.0027 | 45.4827 | 100.861 | 7.818 | 1.4808 | 18.3202 | 30.9229 | 84.4054 | 117.715 | 8.1808 | 1.4808 | 19.0153 | 30.9229 | 84.4054 | 117.715 | 8.1808 | 1.4808 | 19.0153
U | d066b | 22.0173 | 46.7643 | 102.351 | 7.8178 | 1.4808 | 18.2701 | 30.9229 | 84.4054 | 117.715 | 8.1808 | 1.4808 | 19.0153 | 30.9229 | 84.4054 | 117.715 | 8.1808 | 1.4808 | 19.0153
U | d066c | 22.4313 | 50.8965 | 106.579 | 7.8181 | 1.4808 | 18.2935 | 30.9229 | 84.4054 | 117.715 | 8.1808 | 1.4808 | 19.0153 | 30.9229 | 84.4054 | 117.715 | 8.1808 | 1.4808 | 19.0153
U | d066d | 22.9774 | 55.0376 | 109.503 | 7.8193 | 1.4808 | 18.4386 | 30.9229 | 84.4054 | 117.715 | 8.1808 | 1.4808 | 19.0153 | 30.9229 | 84.4054 | 117.715 | 8.1808 | 1.4808 | 19.0153
U | d066e | 23.9036 | 59.265 | 110.343 | 7.8208 | 1.4808 | 18.5728 | 30.9229 | 84.4054 | 117.715 | 8.1808 | 1.4808 | 19.0153 | 30.9229 | 84.4054 | 117.715 | 8.1808 | 1.4808 | 19.0153
U | d066f | 26.7444 | 64.4816 | 113.863 | 7.8288 | 1.4808 | 18.735 | 30.9229 | 84.4054 | 117.715 | 8.1808 | 1.4808 | 19.0153 | 30.9229 | 84.4054 | 117.715 | 8.1808 | 1.4808 | 19.0153
U | d066g | 30.3091 | 73.8265 | 116.543 | 7.8433 | 1.4808 | 19.0153 | 30.9229 | 84.4054 | 117.715 | 8.1808 | 1.4808 | 19.0153 | 30.9229 | 84.4054 | 117.715 | 8.1808 | 1.4808 | 19.0153
U | d066h | 30.9229 | 76.6808 | 116.961 | 7.8659 | 1.4808 | 19.0153 | 30.9229 | 84.4054 | 117.715 | 8.1808 | 1.4808 | 19.0153 | 30.9229 | 84.4054 | 117.715 | 8.1808 | 1.4808 | 19.0153
U | d066i | 30.9229 | 76.7709 | 117.053 | 7.9093 | 1.4808 | 19.0153 | 30.9229 | 84.4054 | 117.715 | 8.1808 | 1.4808 | 19.0153 | 30.9229 | 84.4054 | 117.715 | 8.1808 | 1.4808 | 19.0153
U | d066j | 30.9229 | 74.3273 | 116.96 | 7.8796 | 1.4808 | 19.0153 | 30.9229 | 84.4054 | 117.715 | 8.1808 | 1.4808 | 19.0153 | 30.9229 | 84.4054 | 117.715 | 8.1808 | 1.4808 | 19.0153
U | d066k | 30.9229 | 70.73 | 116.836 | 7.8608 | 1.4808 | 19.0153 | 30.9229 | 84.4054 | 117.715 | 8.1808 | 1.4808 | 19.0153 | 30.9229 | 84.4054 | 117.715 | 8.1808 | 1.4808 | 19.0153
U | d066l | 30.9229 | 71.0159 | 116.872 | 7.8597 | 1.4808 | 19.0153 | 30.9229 | 84.4054 | 117.715 | 8.1808 | 1.4808 | 19.0153 | 30.9229 | 84.4054 | 117.715 | 8.1808 | 1.4808 | 19.0153
U | d066m | 30.9229 | 70.414 | 117.003 | 7.8479 | 1.4808 | 19.0153 | 30.9229 | 84.4054 | 117.715 | 8.1808 | 1.4808 | 19.0153 | 30.9229 | 84.4054 | 117.715 | 8.1808 | 1.4808 | 19.0153
U | d066n | 30.9229 | 70.2543 | 117.026 | 7.8444 | 1.4808 | 19.0153 | 30.9229 | 84.4054 | 117.715 | 8.1808 | 1.4808 | 19.0153 | 30.9229 | 84.4054 | 117.715 | 8.1808 | 1.4808 | 19.0153
U | d066o | 30.9229 | 73.2783 | 117.269 | 7.854 | 1.4808 | 19.0153 | 30.9229 | 84.4054 | 117.715 | 8.1808 | 1.4808 | 19.0153 | 30.9229 | 84.4054 | 117.715 | 8.1808 | 1.4808 | 19.0153
U | d066p | 30.9229 | 71.1958 | 117.014 | 7.8497 | 1.4808 | 19.0153 | 30.9229 | 84.4054 | 117.715 | 8.1808 | 1.4808 | 19.0153 | 30.9229 | 84.4054 | 117.715 | 8.1808 | 1.4808 | 19.0153
U | d066q | 30.9229 | 75.3076 | 117.263 | 7.8526 | 1.4808 | 19.0153 | 30.9229 | 84.4054 | 117.715 | 8.1808 | 1.4808 | 19.0153 | 30.9229 | 84.4054 | 117.715 | 8.1808 | 1.4808 | 19.0153
U | d066r | 30.9229 | 73.974 | 117.321 | 7.8364 | 1.4808 | 19.0153 | 30.9229 | 84.4054 | 117.715 | 8.1808 | 1.4808 | 19.0153 | 30.9229 | 84.4054 | 117.715 | 8.1808 | 1.4808 | 19.0153
U | d066s | 30.3359 | 68.7035 | 116.885 | 7.8304 | 1.4808 | 19.0153 | 30.9229 | 84.4054 | 117.715 | 8.1808 | 1.4808 | 19.0153 | 30.9229 | 84.4054 | 117.715 | 8.1808 | 1.4808 | 19.0153
U | d066t | 29.8285 | 66.8029 | 116.732 | 7.8296 | 1.4808 | 19.0153 | 30.9229 | 84.4054 | 117.715 | 8.1808 | 1.4808 | 19.0153 | 30.9229 | 84.4054 | 117.715 | 8.1808 | 1.4808 | 19.0153
U | d066u | 26.8184 | 57.3742 | 115.35 | 7.8228 | 1.4808 | 18.8236 | 30.9229 | 84.4054 | 117.715 | 8.1808 | 1.4808 | 19.0153 | 30.9229 | 84.4054 | 117.715 | 8.1808 | 1.4808 | 19.0153
U | d066v | 25.064 | 54.8335 | 114.68 | 7.8192 | 1.4808 | 18.4599 | 30.9229 | 84.4054 | 117.715 | 8.1808 | 1.4808 | 19.0153 | 30.9229 | 84.4054 | 117.715 | 8.1808 | 1.4808 | 19.0153
U | d066x | 22.0236 | 47.7298 | 109.122 | 7.812 | 1.4808 | 18.0757 | 30.9229 | 84.4054 | 117.715 | 8.1808 | 1.4808 | 19.0153 | 30.9229 | 84.4054 | 117.715 | 8.1808 | 1.4808 | 19.0153
U | d066y | 20.6688 | 45.5002 | 106.601 | 7.8094 | 1.4808 | 17.9509 | 30.9229 | 84.4054 | 117.715 | 8.1808 | 1.4808 | 19.0153 | 30.9229 | 84.4054 | 117.715 | 8.1808 | 1.4808 | 19.0153
U | d067a | 19.2452 | 44.543 | 105.348 | 7.809 | 1.4808 | 17.9364 | 30.9229 | 84.4054 | 117.715 | 8.1808 | 1.4808 | 19.0153 | 30.9229 | 84.4054 | 117.715 | 8.1808 | 1.4808 | 19.0153
U | d067b | 18.9005 | 47.3107 | 106.543 | 7.8099 | 1.4808 | 17.834 | 30.9229 | 84.4054 | 117.715 | 8.1808 | 1.4808 | 19.0153 | 30.9229 | 84.4054 | 117.715 | 8.1808 | 1.4808 | 19.0153
U | d067c | 19.0814 | 53.1482 | 109.945 | 7.811 | 1.4808 | 17.8138 | 30.9229 | 84.4054 | 117.715 | 8.1808 | 1.4808 | 19.0153 | 30.9229 | 84.4054 | 117.715 | 8.1808 | 1.4808 | 19.0153
U | d067d | 19.7528 | 57.0602 | 111.969 | 7.8126 | 1.4808 | 17.8937 | 30.9229 | 84.4054 | 117.715 | 8.1808 | 1.4808 | 19.0153 | 30.9229 | 84.4054 | 117.715 | 8.1808 | 1.4808 | 19.0153
U | d067e | 21.2558 | 61.4226 | 112.996 | 7.8159 | 1.4808 | 18.3058 | 30.9229 | 84.4054 | 117.715 | 8.1808 | 1.4808 | 19.0153 | 30.9229 | 84.4054 | 117.715 | 8.1808 | 1.4808 | 19.0153
U | d067f | 24.5305 | 66.1299 | 115.092 | 7.821 | 1.4808 | 18.5337 | 30.9229 | 84.4054 | 117.715 | 8.1808 | 1.4808 | 19.0153 | 30.9229 | 84.4054 | 117.715 | 8.1808 | 1.4808 | 19.0153
U | d067g | 29.1475 | 74.665 | 117.335 | 7.8309 | 1.4808 | 19.0153 | 30.9229 | 84.4054 | 117.715 | 8.1808 | 1.4808 | 19.0153 | 30.9229 | 84.4054 | 117.715 | 8.1808 | 1.4808 | 19.0153
U | d067h | 30.9229 | 79.997 | 117.602 | 7.8473 | 1.4808 | 19.0153 | 30.9229 | 84.4054 | 117.715 | 8.1808 | 1.4808 | 19.0153 | 30.9229 | 84.4054 | 117.715 | 8.1808 | 1.4808 | 19.0153
U | d067i | 30.9229 | 78.0768 | 117.58 | 7.8497 | 1.4808 | 19.0153 | 30.9229 | 84.4054 | 117.715 | 8.1808 | 1.4808 | 19.0153 | 30.9229 | 84.4054 | 117.715 | 8.1808 | 1.4808 | 19.0153
U | d067j | 30.9023 | 74.7819 | 117.573 | 7.8486 | 1.4808 | 19.0153 | 30.9229 | 84.4054 | 117.715 | 8.1808 | 1.4808 | 19.0153 | 30.9229 | 84.4054 | 117.715 | 8.1808 | 1.4808 | 19.0153
U | d067k | 30.9229 | 75.2371 | 117.577 | 7.8489 | 1.4808 | 19.0153 | 30.9229 | 84.4054 | 117.715 | 8.1808 | 1.4808 | 19.0153 | 30.9229 | 84.4054 | 117.715 | 8.1808 | 1.4808 | 19.0153
U | d067l | 30.9229 | 74.1456 | 117.578 | 7.8477 | 1.4808 | 19.0153 | 30.9229 | 84.4054 | 117.715 | 8.1808 | 1.4808 | 19.0153 | 30.9229 | 84.4054 | 117.715 | 8.1808 | 1.4808 | 19.0153
U | d067m | 30.9229 | 74.9952 | 117.58 | 7.8457 | 1.4808 | 19.0153 | 30.9229 | 84.4054 | 117.715 | 8.1808 | 1.4808 | 19.0153 | 30.9229 | 84.4054 | 117.715 | 8.1808 | 1.4808 | 19.0153
U | d067n | 30.9229 | 76.7209 | 117.592 | 7.8468 | 1.4808 | 19.0153 | 30.9229 | 84.4054 | 117.715 | 8.1808 | 1.4808 | 19.0153 | 30.9229 | 84.4054 | 117.715 | 8.1808 | 1.4808 | 19.0153
U | d067o | 30.9229 | 74.0053 | 117.577 | 7.8422 | 1.4808 | 19.0153 | 30.9229 | 84.4054 | 117.715 | 8.1808 | 1.4808 | 19.0153 | 30.9229 | 84.4054 | 117.715 | 8.1808 | 1.4808 | 19.0153
U | d067p | 30.9229 | 75.4777 | 117.579 | 7.8416 | 1.4808 | 19.0153 | 30.9229 | 84.4054 | 117.715 | 8.1808 | 1.4808 | 19.0153 | 30.9229 | 84.4054 | 117.715 | 8.1808 | 1.4808 | 19.0153
U | d067q | 30.9229 | 79.0867 | 117.61 | 7.8474 | 1.4808 | 19.0153 | 30.9229 | 84.4054 | 117.715 | 8.1808 | 1.4808 | 19.0153 | 30.9229 | 84.4054 | 117.715 | 8.1808 | 1.4808 | 19.0153
U | d067r | 30.9229 | 76.1389 | 117.586 | 7.8388 | 1.4808 | 19.0153 | 30.9229 | 84.4054 | 117.715 | 8.1808 | 1.4808 | 19.0153 | 30.9229 | 84.4054 | 117.715 | 8.1808 | 1.4808 | 19.0153
U | d067s | 30.7901 | 73.4808 | 117.576 | 7.8381 | 1.4808 | 19.0153 | 30.9229 | 84.4054 | 117.715 | 8.1808 | 1.4808 | 19.0153 | 30.9229 | 84.4054 | 117.715 | 8.1808 | 1.4808 | 19.0153
U | d067t | 30.094 | 67.6498 | 117.453 | 7.8356 | 1.4808 | 19.0153 | 30.9229 | 84.4054 | 117.715 | 8.1808 | 1.4808 | 19.0153 | 30.9229 | 84.4054 | 117.715 | 8.1808 | 1.4808 | 19.0153
U | d067u | 29.1731 | 62.5848 | 116.874 | 7.8308 | 1.4808 | 18.916 | 30.9229 | 84.4054 | 117.715 | 8.1808 | 1.4808 | 19.0153 | 30.9229 | 84.4054 | 117.715 | 8.1808 | 1.4808 | 19.0153
U | d067v | 27.7052 | 58.0936 | 116.387 | 7.827 | 1.4808 | 18.4717 | 30.9229 | 84.4054 | 117.715 | 8.1808 | 1.4808 | 19.0153 | 30.9229 | 84.4054 | 117.715 | 8.1808 | 1.4808 | 19.0153
U | d067x | 25.7571 | 51.5565 | 112.858 | 7.8182 | 1.4808 | 18.1452 | 30.9229 | 84.4054 | 117.715 | 8.1808 | 1.4808 | 19.0153 | 30.9229 | 84.4054 | 117.715 | 8.1808 | 1.4808 | 19.0153
U | d067y | 24.1453 | 50.8978 | 112.03 | 7.8159 | 1.4808 | 18.0564 | 30.9229 | 84.4054 | 117.715 | 8.1808 | 1.4808 | 19.0153 | 30.9229 | 84.4054 | 117.715 | 8.1808 | 1.4808 | 19.0153
U | d068a | 22.1386 | 48.2955 | 110.661 | 7.8135 | 1.4808 | 18.0261 | 30.9229 | 84.4054 | 117.715 | 8.1808 | 1.4808 | 19.0153 | 30.9229 | 84.4054 | 117.715 | 8.1808 | 1.4808 | 19.0153
U | d068b | 21.49 | 49.9952 | 111.272 | 7.8132 | 1.4808 | 18.0194 | 30.9229 | 84.4054 | 117.715 | 8.1808 | 1.4808 | 19.0153 | 30.9229 | 84.4054 | 117.715 | 8.1808 | 1.4808 | 19.0153
U | d068c | 21.3622 | 54.8138 | 113.714 | 7.8139 | 1.4808 | 18.0547 | 30.9229 | 84.4054 | 117.715 | 8.1808 | 1.4808 | 19.0153 | 30.9229 | 84.4054 | 117.715 | 8.1808 | 1.4808 | 19.0153
U | d068d | 21.1504 | 59.6484 | 115.478 | 7.8155 | 1.4808 | 18.1845 | 30.9229 | 84.4054 | 117.715 | 8.1808 | 1.4808 | 19.0153 | 30.9229 | 84.4054 | 117.715 | 8.1808 | 1.4808 | 19.0153
U | d068e | 21.3486 | 62.5081 | 115.623 | 7.8174 | 1.4808 | 18.5068 | 30.9229 | 84.4054 | 117.715 | 8.1808 | 1.4808 | 19.0153 | 30.9229 | 84.4054 | 117.715 | 8.1808 | 1.4808 | 19.0153
U | d068f | 23.5111 | 67.9578 | 116.715 | 7.8221 | 1.4808 | 18.7119 | 30.9229 | 84.4054 | 117.715 | 8.1808 | 1.4808 | 19.0153 | 30.9229 | 84.4054 | 117.715 | 8.1808 | 1.4808 | 19.0153
U | d068g | 28.3126 | 77.4019 | 117.578 | 7.8322 | 1.4808 | 19.0153 | 30.9229 | 84.4054 | 117.715 | 8.1808 | 1.4808 | 19.0153 | 30.9229 | 84.4054 | 117.715 | 8.1808 | 1.4808 | 19.0153
U | d068h | 29.8494 | 80.6239 | 117.606 | 7.8448 | 1.4808 | 19.0153 | 30.9229 | 84.4054 | 117.715 | 8.1808 | 1.4808 | 19.0153 | 30.9229 | 84.4054 | 117.715 | 8.1808 | 1.4808 | 19.0153
U | d068i | 29.9064 | 79.2945 | 117.584 | 7.8491 | 1.4808 | 19.0153 | 30.9229 | 84.4054 | 117.715 | 8.1808 | 1.4808 | 19.0153 | 30.9229 | 84.4054 | 117.715 | 8.1808 | 1.4808 | 19.0153
U | d068j | 29.7537 | 76.2428 | 117.577 | 7.8442 | 1.4808 | 19.0153 | 30.9229 | 84.4054 | 117.715 | 8.1808 | 1.4808 | 19.0153 | 30.9229 | 84.4054 | 117.715 | 8.1808 | 1.4808 | 19.0153
U | d068k | 29.7969 | 75.952 | 117.578 | 7.8443 | 1.4808 | 19.0153 | 30.9229 | 84.4054 | 117.715 | 8.1808 | 1.4808 | 19.0153 | 30.9229 | 84.4054 | 117.715 | 8.1808 | 1.4808 | 19.0153
U | d068l | 29.7944 | 75.4701 | 117.577 | 7.8434 | 1.4808 | 19.0153 | 30.9229 | 84.4054 | 117.715 | 8.1808 | 1.4808 | 19.0153 | 30.9229 | 84.4054 | 117.715 | 8.1808 | 1.4808 | 19.0153
U | d068m | 30.0146 | 74.7566 | 117.577 | 7.8416 | 1.4808 | 19.0153 | 30.9229 | 84.4054 | 117.715 | 8.1808 | 1.4808 | 19.0153 | 30.9229 | 84.4054 | 117.715 | 8.1808 | 1.4808 | 19.0153
U | d068n | 30.2456 | 76.4197 | 117.578 | 7.8406 | 1.4808 | 19.0153 | 30.9229 | 84.4054 | 117.715 | 8.1808 | 1.4808 | 19.0153 | 30.9229 | 84.4054 | 117.715 | 8.1808 | 1.4808 | 19.0153
U | d068o | 30.4747 | 78.0298 | 117.581 | 7.8391 | 1.4808 | 19.0153 | 30.9229 | 84.4054 | 117.715 | 8.1808 | 1.4808 | 19.0153 | 30.9229 | 84.4054 | 117.715 | 8.1808 | 1.4808 | 19.0153
U | d068p | 30.6345 | 80.1889 | 117.602 | 7.8391 | 1.4808 | 19.0153 | 30.9229 | 84.4054 | 117.715 | 8.1808 | 1.4808 | 19.0153 | 30.9229 | 84.4054 | 117.715 | 8.1808 | 1.4808 | 19.0153
U | d068q | 30.7866 | 82.0539 | 117.715 | 7.8389 | 1.4808 | 19.0153 | 30.9229 | 84.4054 | 117.715 | 8.1808 | 1.4808 | 19.0153 | 30.9229 | 84.4054 | 117.715 | 8.1808 | 1.4808 | 19.0153
U | d068r | 30.9229 | 84.1965 | 117.715 | 7.8446 | 1.4808 | 19.0153 | 30.9229 | 84.4054 | 117.715 | 8.1808 | 1.4808 | 19.0153 | 30.9229 | 84.4054 | 117.715 | 8.1808 | 1.4808 | 19.0153
U | d068s | 30.8826 | 83.8007 | 117.715 | 7.8473 | 1.4808 | 19.0153 | 30.9229 | 84.4054 | 117.715 | 8.1808 | 1.4808 | 19.0153 | 30.9229 | 84.4054 | 117.715 | 8.1808 | 1.4808 | 19.0153
U | d068t | 29.9298 | 77.036 | 117.576 | 7.8423 | 1.4808 | 19.0153 | 30.9229 | 84.4054 | 117.715 | 8.1808 | 1.4808 | 19.0153 | 30.9229 | 84.4054 | 117.715 | 8.1808 | 1.4808 | 19.0153
U | d068u | 28.7199 | 69.6582 | 116.966 | 7.8358 | 1.4808 | 18.9186 | 30.9229 | 84.4054 | 117.715 | 8.1808 | 1.4808 | 19.0153 | 30.9229 | 84.4054 | 117.715 | 8.1808 | 1.4808 | 19.0153
U | d068v | 27.3566 | 64.4169 | 116.104 | 7.8302 | 1.4808 | 18.4642 | 30.9229 | 84.4054 | 117.715 | 8.1808 | 1.4808 | 19.0153 | 30.9229 | 84.4054 | 117.715 | 8.1808 | 1.4808 | 19.0153
U | d068x | 25.9775 | 60.2206 | 114.187 | 7.8219 | 1.4808 | 18.2538 | 30.9229 | 84.4054 | 117.715 | 8.1808 | 1.4808 | 19.0153 | 30.9229 | 84.4054 | 117.715 | 8.1808 | 1.4808 | 19.0153
U | d068y | 24.9631 | 58.4713 | 113.265 | 7.8195 | 1.4808 | 18.2021 | 30.9229 | 84.4054 | 117.715 | 8.1808 | 1.4808 | 19.0153 | 30.9229 | 84.4054 | 117.715 | 8.1808 | 1.4808 | 19.0153
U | d069a | 24.4583 | 56.646 | 112.872 | 7.8182 | 1.4808 | 18.245 | 30.9229 | 84.4054 | 117.715 | 8.1808 | 1.4808 | 19.0153 | 30.9229 | 84.4054 | 117.715 | 8.1808 | 1.4808 | 19.0153
U | d069b | 24.6639 | 58.3641 | 113.695 | 7.8182 | 1.4808 | 18.2324 | 30.9229 | 84.4054 | 117.715 | 8.1808 | 1.4808 | 19.0153 | 30.9229 | 84.4054 | 117.715 | 8.1808 | 1.4808 | 19.0153
U | d069c | 25.2213 | 62.9425 | 115.242 | 7.818 | 1.4808 | 18.2528 | 30.9229 | 84.4054 | 117.715 | 8.1808 | 1.4808 | 19.0153 | 30.9229 | 84.4054 | 117.715 | 8.1808 | 1.4808 | 19.0153
U | d069d | 25.7627 | 67.5307 | 116.494 | 7.8195 | 1.4808 | 18.4323 | 30.9229 | 84.4054 | 117.715 | 8.1808 | 1.4808 | 19.0153 | 30.9229 | 84.4054 | 117.715 | 8.1808 | 1.4808 | 19.0153
U | d069e | 26.9285 | 70.219 | 116.583 | 7.822 | 1.4808 | 18.5595 | 30.9229 | 84.4054 | 117.715 | 8.1808 | 1.4808 | 19.0153 | 30.9229 | 84.4054 | 117.715 | 8.1808 | 1.4808 | 19.0153
U | d069f | 28.5774 | 74.1004 | 117.001 | 7.8273 | 1.4808 | 18.7264 | 30.9229 | 84.4054 | 117.715 | 8.1808 | 1.4808 | 19.0153 | 30.9229 | 84.4054 | 117.715 | 8.1808 | 1.4808 | 19.0153
U | d069g | 30.4529 | 79.1193 | 117.62 | 7.836 | 1.4808 | 19.0153 | 30.9229 | 84.4054 | 117.715 | 8.1808 | 1.4808 | 19.0153 | 30.9229 | 84.4054 | 117.715 | 8.1808 | 1.4808 | 19.0153
U | d069h | 30.9229 | 82.0052 | 117.715 | 7.848 | 1.4808 | 19.0153 | 30.9229 | 84.4054 | 117.715 | 8.1808 | 1.4808 | 19.0153 | 30.9229 | 84.4054 | 117.715 | 8.1808 | 1.4808 | 19.0153
U | d069i | 30.9229 | 82.2663 | 117.715 | 7.8539 | 1.4808 | 19.0153 | 30.9229 | 84.4054 | 117.715 | 8.1808 | 1.4808 | 19.0153 | 30.9229 | 84.4054 | 117.715 | 8.1808 | 1.4808 | 19.0153
U | d069j | 30.9229 | 82.6278 | 117.715 | 7.8592 | 1.4808 | 19.0153 | 30.9229 | 84.4054 | 117.715 | 8.1808 | 1.4808 | 19.0153 | 30.9229 | 84.4054 | 117.715 | 8.1808 | 1.4808 | 19.0153
U | d069k | 30.9229 | 81.8947 | 117.715 | 7.848 | 1.4808 | 19.0153 | 30.9229 | 84.4054 | 117.715 | 8.1808 | 1.4808 | 19.0153 | 30.9229 | 84.4054 | 117.715 | 8.1808 | 1.4808 | 19.0153
U | d069l | 30.9229 | 82.1244 | 117.715 | 7.8493 | 1.4808 | 19.0153 | 30.9229 | 84.4054 | 117.715 | 8.1808 | 1.4808 | 19.0153 | 30.9229 | 84.4054 | 117.715 | 8.1808 | 1.4808 | 19.0153
U | d069m | 30.9229 | 81.3315 | 117.715 | 7.8447 | 1.4808 | 19.0153 | 30.9229 | 84.4054 | 117.715 | 8.1808 | 1.4808 | 19.0153 | 30.9229 | 84.4054 | 117.715 | 8.1808 | 1.4808 | 19.0153
U | d069n | 30.9229 | 84.4054 | 117.715 | 7.8982 | 1.4808 | 19.0153 | 30.9229 | 84.4054 | 117.715 | 8.1808 | 1.4808 | 19.0153 | 30.9229 | 84.4054 | 117.715 | 8.1808 | 1.4808 | 19.0153
U | d069o | 30.9229 | 82.5544 | 117.715 | 7.8539 | 1.4808 | 19.0153 | 30.9229 | 84.4054 | 117.715 | 8.1808 | 1.4808 | 19.0153 | 30.9229 | 84.4054 | 117.715 | 8.1808 | 1.4808 | 19.0153
U | d069p | 30.9229 | 82.6709 | 117.715 | 7.8541 | 1.4808 | 19.0153 | 30.9229 | 84.4054 | 117.715 | 8.1808 | 1.4808 | 19.0153 | 30.9229 | 84.4054 | 117.715 | 8.1808 | 1.4808 | 19.0153
U | d069q | 30.9229 | 82.4965 | 117.715 | 7.8476 | 1.4808 | 19.0153 | 30.9229 | 84.4054 | 117.715 | 8.1808 | 1.4808 | 19.0153 | 30.9229 | 84.4054 | 117.715 | 8.1808 | 1.4808 | 19.0153
U | d069r | 30.9229 | 82.7681 | 117.715 | 7.8471 | 1.4808 | 19.0153 | 30.9229 | 84.4054 | 117.715 | 8.1808 | 1.4808 | 19.0153 | 30.9229 | 84.4054 | 117.715 | 8.1808 | 1.4808 | 19.0153
U | d069s | 30.9229 | 80.4055 | 117.715 | 7.8379 | 1.4808 | 19.0153 | 30.9229 | 84.4054 | 117.715 | 8.1808 | 1.4808 | 19.0153 | 30.9229 | 84.4054 | 117.715 | 8.1808 | 1.4808 | 19.0153
U | d069t | 30.7378 | 75.649 | 117.27 | 7.8339 | 1.4808 | 18.9914 | 30.9229 | 84.4054 | 117.715 | 8.1808 | 1.4808 | 19.0153 | 30.9229 | 84.4054 | 117.715 | 8.1808 | 1.4808 | 19.0153
U | d069u | 30.2372 | 68.2374 | 115.631 | 7.8282 | 1.4808 | 18.632 | 30.9229 | 84.4054 | 117.715 | 8.1808 | 1.4808 | 19.0153 | 30.9229 | 84.4054 | 117.715 | 8.1808 | 1.4808 | 19.0153
U | d069v | 29.7548 | 63.4436 | 114.019 | 7.8238 | 1.4808 | 18.2708 | 30.9229 | 84.4054 | 117.715 | 8.1808 | 1.4808 | 19.0153 | 30.9229 | 84.4054 | 117.715 | 8.1808 | 1.4808 | 19.0153
U | d069x | 28.9488 | 59.0632 | 111.894 | 7.8179 | 1.4808 | 18.1012 | 30.9229 | 84.4054 | 117.715 | 8.1808 | 1.4808 | 19.0153 | 30.9229 | 84.4054 | 117.715 | 8.1808 | 1.4808 | 19.0153
U | d069y | 28.2175 | 56.6255 | 110.594 | 7.8158 | 1.4808 | 17.9152 | 30.9229 | 84.4054 | 117.715 | 8.1808 | 1.4808 | 19.0153 | 30.9229 | 84.4054 | 117.715 | 8.1808 | 1.4808 | 19.0153
U | d070a | 27.7829 | 55.9918 | 110.407 | 7.815 | 1.4808 | 18.0434 | 30.9229 | 84.4054 | 117.715 | 8.1808 | 1.4808 | 19.0153 | 30.9229 | 84.4054 | 117.715 | 8.1808 | 1.4808 | 19.0153
U | d070b | 28.0887 | 58.0306 | 111.527 | 7.8158 | 1.4808 | 18.0651 | 30.9229 | 84.4054 | 117.715 | 8.1808 | 1.4808 | 19.0153 | 30.9229 | 84.4054 | 117.715 | 8.1808 | 1.4808 | 19.0153
U | d070c | 28.2414 | 60.0308 | 112.987 | 7.8165 | 1.4808 | 18.1149 | 30.9229 | 84.4054 | 117.715 | 8.1808 | 1.4808 | 19.0153 | 30.9229 | 84.4054 | 117.715 | 8.1808 | 1.4808 | 19.0153
U | d070d | 28.2236 | 63.0924 | 114.678 | 7.8175 | 1.4808 | 18.2801 | 30.9229 | 84.4054 | 117.715 | 8.1808 | 1.4808 | 19.0153 | 30.9229 | 84.4054 | 117.715 | 8.1808 | 1.4808 | 19.0153
U | d070e | 28.9134 | 66.214 | 115.128 | 7.82 | 1.4808 | 18.4942 | 30.9229 | 84.4054 | 117.715 | 8.1808 | 1.4808 | 19.0153 | 30.9229 | 84.4054 | 117.715 | 8.1808 | 1.4808 | 19.0153
U | d070f | 29.4527 | 69.5812 | 115.816 | 7.8239 | 1.4808 | 18.6163 | 30.9229 | 84.4054 | 117.715 | 8.1808 | 1.4808 | 19.0153 | 30.9229 | 84.4054 | 117.715 | 8.1808 | 1.4808 | 19.0153
U | d070g | 29.9215 | 73.1969 | 116.514 | 7.8275 | 1.4808 | 18.6899 | 30.9229 | 84.4054 | 117.715 | 8.1808 | 1.4808 | 19.0153 | 30.9229 | 84.4054 | 117.715 | 8.1808 | 1.4808 | 19.0153
U | d070h | 30.3371 | 76.1948 | 117.224 | 7.8315 | 1.4808 | 18.7707 | 30.9229 | 84.4054 | 117.715 | 8.1808 | 1.4808 | 19.0153 | 30.9229 | 84.4054 | 117.715 | 8.1808 | 1.4808 | 19.0153
U | d070i | 30.5597 | 78.7676 | 117.593 | 7.8354 | 1.4808 | 18.8254 | 30.9229 | 84.4054 | 117.715 | 8.1808 | 1.4808 | 19.0153 | 30.9229 | 84.4054 | 117.715 | 8.1808 | 1.4808 | 19.0153
U | d070j | 30.5943 | 79.94 | 117.6 | 7.8376 | 1.4808 | 19.0153 | 30.9229 | 84.4054 | 117.715 | 8.1808 | 1.4808 | 19.0153 | 30.9229 | 84.4054 | 117.715 | 8.1808 | 1.4808 | 19.0153
U | d070k | 30.8368 | 81.0203 | 117.602 | 7.8394 | 1.4808 | 19.0153 | 30.9229 | 84.4054 | 117.715 | 8.1808 | 1.4808 | 19.0153 | 30.9229 | 84.4054 | 117.715 | 8.1808 | 1.4808 | 19.0153
U | d070l | 30.9229 | 83.0008 | 117.614 | 7.8489 | 1.4808 | 19.0153 | 30.9229 | 84.4054 | 117.715 | 8.1808 | 1.4808 | 19.0153 | 30.9229 | 84.4054 | 117.715 | 8.1808 | 1.4808 | 19.0153
U | d070m | 30.9229 | 82.889 | 117.614 | 7.8414 | 1.4808 | 19.0153 | 30.9229 | 84.4054 | 117.715 | 8.1808 | 1.4808 | 19.0153 | 30.9229 | 84.4054 | 117.715 | 8.1808 | 1.4808 | 19.0153
U | d070n | 30.9229 | 83.9513 | 117.715 | 7.8506 | 1.4808 | 19.0153 | 30.9229 | 84.4054 | 117.715 | 8.1808 | 1.4808 | 19.0153 | 30.9229 | 84.4054 | 117.715 | 8.1808 | 1.4808 | 19.0153
U | d070o | 30.9229 | 83.3864 | 117.613 | 7.8408 | 1.4808 | 19.0153 | 30.9229 | 84.4054 | 117.715 | 8.1808 | 1.4808 | 19.0153 | 30.9229 | 84.4054 | 117.715 | 8.1808 | 1.4808 | 19.0153
U | d070p | 30.9229 | 83.8934 | 117.715 | 7.8467 | 1.4808 | 19.0153 | 30.9229 | 84.4054 | 117.715 | 8.1808 | 1.4808 | 19.0153 | 30.9229 | 84.4054 | 117.715 | 8.1808 | 1.4808 | 19.0153
U | d070q | 30.9229 | 84.3384 | 117.715 | 7.8496 | 1.4808 | 19.0153 | 30.9229 | 84.4054 | 117.715 | 8.1808 | 1.4808 | 19.0153 | 30.9229 | 84.4054 | 117.715 | 8.1808 | 1.4808 | 19.0153
U | d070r | 30.8971 | 83.5008 | 117.611 | 7.8389 | 1.4808 | 19.0153 | 30.9229 | 84.4054 | 117.715 | 8.1808 | 1.4808 | 19.0153 | 30.9229 | 84.4054 | 117.715 | 8.1808 | 1.4808 | 19.0153
U | d070s | 30.3944 | 82.8466 | 117.604 | 7.8364 | 1.4808 | 19.0153 | 30.9229 | 84.4054 | 117.715 | 8.1808 | 1.4808 | 19.0153 | 30.9229 | 84.4054 | 117.715 | 8.1808 | 1.4808 | 19.0153
U | d070t | 29.7136 | 80.4527 | 116.611 | 7.8331 | 1.4808 | 18.7187 | 30.9229 | 84.4054 | 117.715 | 8.1808 | 1.4808 | 19.0153 | 30.9229 | 84.4054 | 117.715 | 8.1808 | 1.4808 | 19.0153
U | d070u | 29.5824 | 77.4178 | 115.682 | 7.8317 | 1.4808 | 18.6703 | 30.9229 | 84.4054 | 117.715 | 8.1808 | 1.4808 | 19.0153 | 30.9229 | 84.4054 | 117.715 | 8.1808 | 1.4808 | 19.0153
U | d070v | 28.6332 | 70.4227 | 113.546 | 7.8271 | 1.4808 | 18.2655 | 30.9229 | 84.4054 | 117.715 | 8.1808 | 1.4808 | 19.0153 | 30.9229 | 84.4054 | 117.715 | 8.1808 | 1.4808 | 19.0153
U | d070x | 28.207 | 67.1025 | 111.329 | 7.82 | 1.4808 | 17.9887 | 30.9229 | 84.4054 | 117.715 | 8.1808 | 1.4808 | 19.0153 | 30.9229 | 84.4054 | 117.715 | 8.1808 | 1.4808 | 19.0153
U | d070y | 27.6533 | 65.8934 | 110.038 | 7.8184 | 1.4808 | 17.8735 | 30.9229 | 84.4054 | 117.715 | 8.1808 | 1.4808 | 19.0153 | 30.9229 | 84.4054 | 117.715 | 8.1808 | 1.4808 | 19.0153
U | d071a | 26.2442 | 62.1375 | 108.116 | 7.8163 | 1.4808 | 17.7285 | 30.9229 | 84.4054 | 117.715 | 8.1808 | 1.4808 | 19.0153 | 30.9229 | 84.4054 | 117.715 | 8.1808 | 1.4808 | 19.0153
U | d071b | 26.2227 | 62.8015 | 109.052 | 7.8162 | 1.4808 | 17.678 | 30.9229 | 84.4054 | 117.715 | 8.1808 | 1.4808 | 19.0153 | 30.9229 | 84.4054 | 117.715 | 8.1808 | 1.4808 | 19.0153
U | d071c | 26.5248 | 67.1715 | 111.746 | 7.8163 | 1.4808 | 17.6266 | 30.9229 | 84.4054 | 117.715 | 8.1808 | 1.4808 | 19.0153 | 30.9229 | 84.4054 | 117.715 | 8.1808 | 1.4808 | 19.0153
U | d071d | 26.8779 | 70.2797 | 113.236 | 7.8162 | 1.4808 | 17.6283 | 30.9229 | 84.4054 | 117.715 | 8.1808 | 1.4808 | 19.0153 | 30.9229 | 84.4054 | 117.715 | 8.1808 | 1.4808 | 19.0153
U | d071e | 26.0988 | 70.5099 | 112.926 | 7.8162 | 1.4808 | 16.4538 | 30.9229 | 84.4054 | 117.715 | 8.1808 | 1.4808 | 19.0153 | 30.9229 | 84.4054 | 117.715 | 8.1808 | 1.4808 | 19.0153
U | d071f | 25.9883 | 72.172 | 113.125 | 7.8164 | 1.4808 | 17.0099 | 30.9229 | 84.4054 | 117.715 | 8.1808 | 1.4808 | 19.0153 | 30.9229 | 84.4054 | 117.715 | 8.1808 | 1.4808 | 19.0153
U | d071g | 27.7873 | 75.5757 | 114.121 | 7.819 | 1.4808 | 17.7349 | 30.9229 | 84.4054 | 117.715 | 8.1808 | 1.4808 | 19.0153 | 30.9229 | 84.4054 | 117.715 | 8.1808 | 1.4808 | 19.0153
U | d071h | 29.3372 | 77.5571 | 114.666 | 7.8233 | 1.4808 | 18.3003 | 30.9229 | 84.4054 | 117.715 | 8.1808 | 1.4808 | 19.0153 | 30.9229 | 84.4054 | 117.715 | 8.1808 | 1.4808 | 19.0153
U | d071i | 29.8322 | 79.205 | 115.546 | 7.8278 | 1.4808 | 18.4836 | 30.9229 | 84.4054 | 117.715 | 8.1808 | 1.4808 | 19.0153 | 30.9229 | 84.4054 | 117.715 | 8.1808 | 1.4808 | 19.0153
U | d071j | 29.8319 | 77.5841 | 115.551 | 7.8276 | 1.4808 | 18.5523 | 30.9229 | 84.4054 | 117.715 | 8.1808 | 1.4808 | 19.0153 | 30.9229 | 84.4054 | 117.715 | 8.1808 | 1.4808 | 19.0153
U | d071k | 29.0243 | 71.9416 | 113.276 | 7.8247 | 1.4808 | 18.4016 | 30.9229 | 84.4054 | 117.715 | 8.1808 | 1.4808 | 19.0153 | 30.9229 | 84.4054 | 117.715 | 8.1808 | 1.4808 | 19.0153
U | d071l | 30.0911 | 78.6259 | 114.796 | 7.8274 | 1.4808 | 18.798 | 30.9229 | 84.4054 | 117.715 | 8.1808 | 1.4808 | 19.0153 | 30.9229 | 84.4054 | 117.715 | 8.1808 | 1.4808 | 19.0153
U | d071m | 29.5866 | 76.9289 | 114.281 | 7.8256 | 1.4808 | 18.7174 | 30.9229 | 84.4054 | 117.715 | 8.1808 | 1.4808 | 19.0153 | 30.9229 | 84.4054 | 117.715 | 8.1808 | 1.4808 | 19.0153
U | d071n | 29.9853 | 78.2706 | 114.671 | 7.8263 | 1.4808 | 18.9284 | 30.9229 | 84.4054 | 117.715 | 8.1808 | 1.4808 | 19.0153 | 30.9229 | 84.4054 | 117.715 | 8.1808 | 1.4808 | 19.0153
U | d071o | 30.4212 | 79.3472 | 115.186 | 7.8286 | 1.4808 | 19.0153 | 30.9229 | 84.4054 | 117.715 | 8.1808 | 1.4808 | 19.0153 | 30.9229 | 84.4054 | 117.715 | 8.1808 | 1.4808 | 19.0153
U | d071p | 30.5362 | 80.2249 | 115.667 | 7.8302 | 1.4808 | 19.0153 | 30.9229 | 84.4054 | 117.715 | 8.1808 | 1.4808 | 19.0153 | 30.9229 | 84.4054 | 117.715 | 8.1808 | 1.4808 | 19.0153
U | d071q | 30.6995 | 81.4499 | 116.06 | 7.8324 | 1.4808 | 19.0153 | 30.9229 | 84.4054 | 117.715 | 8.1808 | 1.4808 | 19.0153 | 30.9229 | 84.4054 | 117.715 | 8.1808 | 1.4808 | 19.0153
U | d071r | 30.7253 | 81.5861 | 116.218 | 7.8349 | 1.4808 | 19.0153 | 30.9229 | 84.4054 | 117.715 | 8.1808 | 1.4808 | 19.0153 | 30.9229 | 84.4054 | 117.715 | 8.1808 | 1.4808 | 19.0153
U | d071s | 29.776 | 80.4127 | 115.729 | 7.8316 | 1.4808 | 19.0153 | 30.9229 | 84.4054 | 117.715 | 8.1808 | 1.4808 | 19.0153 | 30.9229 | 84.4054 | 117.715 | 8.1808 | 1.4808 | 19.0153
U | d071t | 28.879 | 76.4659 | 114.333 | 7.8299 | 1.4808 | 18.7789 | 30.9229 | 84.4054 | 117.715 | 8.1808 | 1.4808 | 19.0153 | 30.9229 | 84.4054 | 117.715 | 8.1808 | 1.4808 | 19.0153
U | d071u | 28.1248 | 70.2618 | 112.004 | 7.8281 | 1.4808 | 18.2735 | 30.9229 | 84.4054 | 117.715 | 8.1808 | 1.4808 | 19.0153 | 30.9229 | 84.4054 | 117.715 | 8.1808 | 1.4808 | 19.0153
U | d071v | 27.7931 | 66.1719 | 110.238 | 7.8255 | 1.4808 | 17.0947 | 30.9229 | 84.4054 | 117.715 | 8.1808 | 1.4808 | 19.0153 | 30.9229 | 84.4054 | 117.715 | 8.1808 | 1.4808 | 19.0153
U | d071x | 25.8834 | 60.6244 | 106.618 | 7.8178 | 1.4808 | 16.2606 | 30.9229 | 84.4054 | 117.715 | 8.1808 | 1.4808 | 19.0153 | 30.9229 | 84.4054 | 117.715 | 8.1808 | 1.4808 | 19.0153
U | d071y | 25.1475 | 58.2117 | 104.256 | 7.8156 | 1.4808 | 15.9832 | 30.9229 | 84.4054 | 117.715 | 8.1808 | 1.4808 | 19.0153 | 30.9229 | 84.4054 | 117.715 | 8.1808 | 1.4808 | 19.0153
U | d072a | 24.1528 | 56.6817 | 103.803 | 7.8142 | 1.4808 | 15.9176 | 30.9229 | 84.4054 | 117.715 | 8.1808 | 1.4808 | 19.0153 | 30.9229 | 84.4054 | 117.715 | 8.1808 | 1.4808 | 19.0153
U | d072b | 23.8561 | 58.0502 | 105.282 | 7.814 | 1.4808 | 15.8564 | 30.9229 | 84.4054 | 117.715 | 8.1808 | 1.4808 | 19.0153 | 30.9229 | 84.4054 | 117.715 | 8.1808 | 1.4808 | 19.0153
U | d072c | 23.3721 | 60.5634 | 108.072 | 7.8131 | 1.4808 | 15.4875 | 30.9229 | 84.4054 | 117.715 | 8.1808 | 1.4808 | 19.0153 | 30.9229 | 84.4054 | 117.715 | 8.1808 | 1.4808 | 19.0153
U | d072d | 23.1847 | 63.3975 | 110.788 | 7.8125 | 1.4808 | 15.6812 | 30.9229 | 84.4054 | 117.715 | 8.1808 | 1.4808 | 19.0153 | 30.9229 | 84.4054 | 117.715 | 8.1808 | 1.4808 | 19.0153
U | d072e | 22.8332 | 63.1377 | 110.549 | 7.8124 | 1.4808 | 15.8429 | 30.9229 | 84.4054 | 117.715 | 8.1808 | 1.4808 | 19.0153 | 30.9229 | 84.4054 | 117.715 | 8.1808 | 1.4808 | 19.0153
U | d072f | 22.5517 | 64.6042 | 111.443 | 7.814 | 1.4808 | 16.6977 | 30.9229 | 84.4054 | 117.715 | 8.1808 | 1.4808 | 19.0153 | 30.9229 | 84.4054 | 117.715 | 8.1808 | 1.4808 | 19.0153
U | d072g | 25.4419 | 70.1937 | 114.661 | 7.8213 | 1.4808 | 18.4449 | 30.9229 | 84.4054 | 117.715 | 8.1808 | 1.4808 | 19.0153 | 30.9229 | 84.4054 | 117.715 | 8.1808 | 1.4808 | 19.0153
U | d072h | 29.0284 | 74.8833 | 116.261 | 7.8308 | 1.4808 | 19.0153 | 30.9229 | 84.4054 | 117.715 | 8.1808 | 1.4808 | 19.0153 | 30.9229 | 84.4054 | 117.715 | 8.1808 | 1.4808 | 19.0153
U | d072i | 27.9706 | 72.0372 | 116.03 | 7.8335 | 1.4808 | 19.0153 | 30.9229 | 84.4054 | 117.715 | 8.1808 | 1.4808 | 19.0153 | 30.9229 | 84.4054 | 117.715 | 8.1808 | 1.4808 | 19.0153
U | d072j | 28.208 | 70.9563 | 116.155 | 7.8352 | 1.4808 | 19.0153 | 30.9229 | 84.4054 | 117.715 | 8.1808 | 1.4808 | 19.0153 | 30.9229 | 84.4054 | 117.715 | 8.1808 | 1.4808 | 19.0153
U | d072k | 27.7246 | 68.1759 | 115.799 | 7.8314 | 1.4808 | 19.0153 | 30.9229 | 84.4054 | 117.715 | 8.1808 | 1.4808 | 19.0153 | 30.9229 | 84.4054 | 117.715 | 8.1808 | 1.4808 | 19.0153
U | d072l | 28.1154 | 69.0456 | 115.96 | 7.8308 | 1.4808 | 19.0153 | 30.9229 | 84.4054 | 117.715 | 8.1808 | 1.4808 | 19.0153 | 30.9229 | 84.4054 | 117.715 | 8.1808 | 1.4808 | 19.0153
U | d072m | 27.9099 | 68.1235 | 115.82 | 7.8307 | 1.4808 | 19.0153 | 30.9229 | 84.4054 | 117.715 | 8.1808 | 1.4808 | 19.0153 | 30.9229 | 84.4054 | 117.715 | 8.1808 | 1.4808 | 19.0153
U | d072n | 28.0126 | 68.8293 | 115.999 | 7.8309 | 1.4808 | 19.0153 | 30.9229 | 84.4054 | 117.715 | 8.1808 | 1.4808 | 19.0153 | 30.9229 | 84.4054 | 117.715 | 8.1808 | 1.4808 | 19.0153
U | d072o | 28.2108 | 70.4515 | 116.424 | 7.8325 | 1.4808 | 19.0153 | 30.9229 | 84.4054 | 117.715 | 8.1808 | 1.4808 | 19.0153 | 30.9229 | 84.4054 | 117.715 | 8.1808 | 1.4808 | 19.0153
U | d072p | 27.9798 | 69.2526 | 116.357 | 7.8327 | 1.4808 | 19.0153 | 30.9229 | 84.4054 | 117.715 | 8.1808 | 1.4808 | 19.0153 | 30.9229 | 84.4054 | 117.715 | 8.1808 | 1.4808 | 19.0153
U | d072q | 28.3565 | 71.6642 | 116.947 | 7.8337 | 1.4808 | 19.0153 | 30.9229 | 84.4054 | 117.715 | 8.1808 | 1.4808 | 19.0153 | 30.9229 | 84.4054 | 117.715 | 8.1808 | 1.4808 | 19.0153
U | d072r | 27.4653 | 69.4321 | 116.472 | 7.8308 | 1.4808 | 19.0153 | 30.9229 | 84.4054 | 117.715 | 8.1808 | 1.4808 | 19.0153 | 30.9229 | 84.4054 | 117.715 | 8.1808 | 1.4808 | 19.0153
U | d072s | 26.1997 | 66.4558 | 115.99 | 7.8296 | 1.4808 | 19.0153 | 30.9229 | 84.4054 | 117.715 | 8.1808 | 1.4808 | 19.0153 | 30.9229 | 84.4054 | 117.715 | 8.1808 | 1.4808 | 19.0153
U | d072t | 23.5447 | 57.3335 | 113.86 | 7.8251 | 1.4808 | 18.857 | 30.9229 | 84.4054 | 117.715 | 8.1808 | 1.4808 | 19.0153 | 30.9229 | 84.4054 | 117.715 | 8.1808 | 1.4808 | 19.0153
U | d072u | 22.7493 | 52.5746 | 110.958 | 7.8225 | 1.4808 | 18.0574 | 30.9229 | 84.4054 | 117.715 | 8.1808 | 1.4808 | 19.0153 | 30.9229 | 84.4054 | 117.715 | 8.1808 | 1.4808 | 19.0153
U | d072v | 22.478 | 49.736 | 109.674 | 7.8193 | 1.4808 | 16.9219 | 30.9229 | 84.4054 | 117.715 | 8.1808 | 1.4808 | 19.0153 | 30.9229 | 84.4054 | 117.715 | 8.1808 | 1.4808 | 19.0153
U | d072x | 21.4542 | 47.554 | 107.374 | 7.813 | 1.4808 | 15.9042 | 30.9229 | 84.4054 | 117.715 | 8.1808 | 1.4808 | 19.0153 | 30.9229 | 84.4054 | 117.715 | 8.1808 | 1.4808 | 19.0153
U | d072y | 20.6995 | 45.6109 | 105.032 | 7.8095 | 1.4808 | 15.3913 | 30.9229 | 84.4054 | 117.715 | 8.1808 | 1.4808 | 19.0153 | 30.9229 | 84.4054 | 117.715 | 8.1808 | 1.4808 | 19.0153
U | d073a | 19.8566 | 43.8164 | 103.719 | 7.8079 | 1.4808 | 15.271 | 30.9229 | 84.4054 | 117.715 | 8.1808 | 1.4808 | 19.0153 | 30.9229 | 84.4054 | 117.715 | 8.1808 | 1.4808 | 19.0153
U | d073b | 19.9423 | 45.6369 | 105.509 | 7.8078 | 1.4808 | 15.1861 | 30.9229 | 84.4054 | 117.715 | 8.1808 | 1.4808 | 19.0153 | 30.9229 | 84.4054 | 117.715 | 8.1808 | 1.4808 | 19.0153
U | d073c | 20.3262 | 49.7664 | 109.142 | 7.8095 | 1.4808 | 15.2023 | 30.9229 | 84.4054 | 117.715 | 8.1808 | 1.4808 | 19.0153 | 30.9229 | 84.4054 | 117.715 | 8.1808 | 1.4808 | 19.0153
U | d073d | 20.8258 | 53.683 | 112.099 | 7.8117 | 1.4808 | 15.526 | 30.9229 | 84.4054 | 117.715 | 8.1808 | 1.4808 | 19.0153 | 30.9229 | 84.4054 | 117.715 | 8.1808 | 1.4808 | 19.0153
U | d073e | 21.7039 | 56.8061 | 112.634 | 7.8139 | 1.4808 | 16.641 | 30.9229 | 84.4054 | 117.715 | 8.1808 | 1.4808 | 19.0153 | 30.9229 | 84.4054 | 117.715 | 8.1808 | 1.4808 | 19.0153
U | d073f | 24.4798 | 61.3496 | 114.787 | 7.8214 | 1.4808 | 17.4288 | 30.9229 | 84.4054 | 117.715 | 8.1808 | 1.4808 | 19.0153 | 30.9229 | 84.4054 | 117.715 | 8.1808 | 1.4808 | 19.0153
U | d073g | 28.1926 | 69.8474 | 117.556 | 7.832 | 1.4808 | 18.7955 | 30.9229 | 84.4054 | 117.715 | 8.1808 | 1.4808 | 19.0153 | 30.9229 | 84.4054 | 117.715 | 8.1808 | 1.4808 | 19.0153
U | d073h | 30.5327 | 75.4402 | 117.715 | 7.8448 | 1.4808 | 19.0153 | 30.9229 | 84.4054 | 117.715 | 8.1808 | 1.4808 | 19.0153 | 30.9229 | 84.4054 | 117.715 | 8.1808 | 1.4808 | 19.0153
U | d073i | 30.9229 | 76.9955 | 117.715 | 7.8536 | 1.4808 | 19.0153 | 30.9229 | 84.4054 | 117.715 | 8.1808 | 1.4808 | 19.0153 | 30.9229 | 84.4054 | 117.715 | 8.1808 | 1.4808 | 19.0153
U | d073j | 30.9229 | 73.8024 | 117.715 | 7.8504 | 1.4808 | 19.0153 | 30.9229 | 84.4054 | 117.715 | 8.1808 | 1.4808 | 19.0153 | 30.9229 | 84.4054 | 117.715 | 8.1808 | 1.4808 | 19.0153
U | d073k | 30.9229 | 74.6182 | 117.715 | 7.8499 | 1.4808 | 19.0153 | 30.9229 | 84.4054 | 117.715 | 8.1808 | 1.4808 | 19.0153 | 30.9229 | 84.4054 | 117.715 | 8.1808 | 1.4808 | 19.0153
U | d073l | 30.9229 | 75.0838 | 117.715 | 7.8461 | 1.4808 | 19.0153 | 30.9229 | 84.4054 | 117.715 | 8.1808 | 1.4808 | 19.0153 | 30.9229 | 84.4054 | 117.715 | 8.1808 | 1.4808 | 19.0153
U | d073m | 30.9229 | 77.3421 | 117.715 | 7.8473 | 1.4808 | 19.0153 | 30.9229 | 84.4054 | 117.715 | 8.1808 | 1.4808 | 19.0153 | 30.9229 | 84.4054 | 117.715 | 8.1808 | 1.4808 | 19.0153
U | d073n | 30.9229 | 78.2935 | 117.715 | 7.8458 | 1.4808 | 19.0153 | 30.9229 | 84.4054 | 117.715 | 8.1808 | 1.4808 | 19.0153 | 30.9229 | 84.4054 | 117.715 | 8.1808 | 1.4808 | 19.0153
U | d073o | 30.9229 | 76.5514 | 117.715 | 7.8474 | 1.4808 | 19.0153 | 30.9229 | 84.4054 | 117.715 | 8.1808 | 1.4808 | 19.0153 | 30.9229 | 84.4054 | 117.715 | 8.1808 | 1.4808 | 19.0153
U | d073p | 30.9229 | 80.145 | 117.715 | 7.8519 | 1.4808 | 19.0153 | 30.9229 | 84.4054 | 117.715 | 8.1808 | 1.4808 | 19.0153 | 30.9229 | 84.4054 | 117.715 | 8.1808 | 1.4808 | 19.0153
U | d073q | 30.9229 | 82.3506 | 117.715 | 7.8558 | 1.4808 | 19.0153 | 30.9229 | 84.4054 | 117.715 | 8.1808 | 1.4808 | 19.0153 | 30.9229 | 84.4054 | 117.715 | 8.1808 | 1.4808 | 19.0153
U | d073r | 30.9229 | 80.4639 | 117.715 | 7.8455 | 1.4808 | 19.0153 | 30.9229 | 84.4054 | 117.715 | 8.1808 | 1.4808 | 19.0153 | 30.9229 | 84.4054 | 117.715 | 8.1808 | 1.4808 | 19.0153
U | d073s | 30.9229 | 76.5326 | 117.715 | 7.8395 | 1.4808 | 19.0153 | 30.9229 | 84.4054 | 117.715 | 8.1808 | 1.4808 | 19.0153 | 30.9229 | 84.4054 | 117.715 | 8.1808 | 1.4808 | 19.0153
U | d073t | 30.7694 | 66.8043 | 116.692 | 7.8313 | 1.4808 | 18.4946 | 30.9229 | 84.4054 | 117.715 | 8.1808 | 1.4808 | 19.0153 | 30.9229 | 84.4054 | 117.715 | 8.1808 | 1.4808 | 19.0153
U | d073u | 30.4461 | 60.3791 | 115.612 | 7.8266 | 1.4808 | 17.9504 | 30.9229 | 84.4054 | 117.715 | 8.1808 | 1.4808 | 19.0153 | 30.9229 | 84.4054 | 117.715 | 8.1808 | 1.4808 | 19.0153
U | d073v | 29.2016 | 53.6651 | 113.036 | 7.821 | 1.4808 | 16.5981 | 30.9229 | 84.4054 | 117.715 | 8.1808 | 1.4808 | 19.0153 | 30.9229 | 84.4054 | 117.715 | 8.1808 | 1.4808 | 19.0153
U | d073x | 27.247 | 48.8836 | 109.586 | 7.8136 | 1.4808 | 16.3 | 30.9229 | 84.4054 | 117.715 | 8.1808 | 1.4808 | 19.0153 | 30.9229 | 84.4054 | 117.715 | 8.1808 | 1.4808 | 19.0153
U | d073y | 25.741 | 46.1477 | 107.793 | 7.8107 | 1.4808 | 16.0882 | 30.9229 | 84.4054 | 117.715 | 8.1808 | 1.4808 | 19.0153 | 30.9229 | 84.4054 | 117.715 | 8.1808 | 1.4808 | 19.0153
U | d074a | 24.7782 | 45.4845 | 107.73 | 7.8097 | 1.4808 | 16.0936 | 30.9229 | 84.4054 | 117.715 | 8.1808 | 1.4808 | 19.0153 | 30.9229 | 84.4054 | 117.715 | 8.1808 | 1.4808 | 19.0153
U | d074b | 24.2579 | 46.4773 | 108.645 | 7.8104 | 1.4808 | 15.9027 | 30.9229 | 84.4054 | 117.715 | 8.1808 | 1.4808 | 19.0153 | 30.9229 | 84.4054 | 117.715 | 8.1808 | 1.4808 | 19.0153
U | d074c | 23.7485 | 50.2605 | 111.173 | 7.8111 | 1.4808 | 15.685 | 30.9229 | 84.4054 | 117.715 | 8.1808 | 1.4808 | 19.0153 | 30.9229 | 84.4054 | 117.715 | 8.1808 | 1.4808 | 19.0153
U | d074d | 23.5924 | 54.0916 | 113.324 | 7.8133 | 1.4808 | 15.9907 | 30.9229 | 84.4054 | 117.715 | 8.1808 | 1.4808 | 19.0153 | 30.9229 | 84.4054 | 117.715 | 8.1808 | 1.4808 | 19.0153
U | d074e | 23.5943 | 57.1164 | 113.64 | 7.8146 | 1.4808 | 17.1124 | 30.9229 | 84.4054 | 117.715 | 8.1808 | 1.4808 | 19.0153 | 30.9229 | 84.4054 | 117.715 | 8.1808 | 1.4808 | 19.0153
U | d074f | 24.9587 | 60.3148 | 114.959 | 7.8206 | 1.4808 | 17.7557 | 30.9229 | 84.4054 | 117.715 | 8.1808 | 1.4808 | 19.0153 | 30.9229 | 84.4054 | 117.715 | 8.1808 | 1.4808 | 19.0153
U | d074g | 27.5455 | 68.7055 | 117.229 | 7.83 | 1.4808 | 18.8812 | 30.9229 | 84.4054 | 117.715 | 8.1808 | 1.4808 | 19.0153 | 30.9229 | 84.4054 | 117.715 | 8.1808 | 1.4808 | 19.0153
U | d074h | 29.9631 | 74.7469 | 117.715 | 7.8417 | 1.4808 | 19.0153 | 30.9229 | 84.4054 | 117.715 | 8.1808 | 1.4808 | 19.0153 | 30.9229 | 84.4054 | 117.715 | 8.1808 | 1.4808 | 19.0153
U | d074i | 30.2088 | 73.4417 | 117.715 | 7.8448 | 1.4808 | 19.0153 | 30.9229 | 84.4054 | 117.715 | 8.1808 | 1.4808 | 19.0153 | 30.9229 | 84.4054 | 117.715 | 8.1808 | 1.4808 | 19.0153
U | d074j | 29.8851 | 69.5466 | 117.715 | 7.8451 | 1.4808 | 19.0153 | 30.9229 | 84.4054 | 117.715 | 8.1808 | 1.4808 | 19.0153 | 30.9229 | 84.4054 | 117.715 | 8.1808 | 1.4808 | 19.0153
U | d074k | 29.5149 | 69.8613 | 117.715 | 7.8449 | 1.4808 | 19.0153 | 30.9229 | 84.4054 | 117.715 | 8.1808 | 1.4808 | 19.0153 | 30.9229 | 84.4054 | 117.715 | 8.1808 | 1.4808 | 19.0153
U | d074l | 29.9126 | 71.6011 | 117.715 | 7.8484 | 1.4808 | 19.0153 | 30.9229 | 84.4054 | 117.715 | 8.1808 | 1.4808 | 19.0153 | 30.9229 | 84.4054 | 117.715 | 8.1808 | 1.4808 | 19.0153
U | d074m | 29.9677 | 73.287 | 117.715 | 7.8507 | 1.4808 | 19.0153 | 30.9229 | 84.4054 | 117.715 | 8.1808 | 1.4808 | 19.0153 | 30.9229 | 84.4054 | 117.715 | 8.1808 | 1.4808 | 19.0153
U | d074n | 29.2543 | 73.3724 | 117.715 | 7.8486 | 1.4808 | 19.0153 | 30.9229 | 84.4054 | 117.715 | 8.1808 | 1.4808 | 19.0153 | 30.9229 | 84.4054 | 117.715 | 8.1808 | 1.4808 | 19.0153
U | d074o | 29.4782 | 75.2428 | 117.715 | 7.8494 | 1.4808 | 19.0153 | 30.9229 | 84.4054 | 117.715 | 8.1808 | 1.4808 | 19.0153 | 30.9229 | 84.4054 | 117.715 | 8.1808 | 1.4808 | 19.0153
U | d074p | 29.6821 | 76.3572 | 117.715 | 7.847 | 1.4808 | 19.0153 | 30.9229 | 84.4054 | 117.715 | 8.1808 | 1.4808 | 19.0153 | 30.9229 | 84.4054 | 117.715 | 8.1808 | 1.4808 | 19.0153
U | d074q | 29.5242 | 77.3672 | 117.715 | 7.8419 | 1.4808 | 19.0153 | 30.9229 | 84.4054 | 117.715 | 8.1808 | 1.4808 | 19.0153 | 30.9229 | 84.4054 | 117.715 | 8.1808 | 1.4808 | 19.0153
U | d074r | 29.7882 | 76.8243 | 117.715 | 7.8403 | 1.4808 | 19.0153 | 30.9229 | 84.4054 | 117.715 | 8.1808 | 1.4808 | 19.0153 | 30.9229 | 84.4054 | 117.715 | 8.1808 | 1.4808 | 19.0153
U | d074s | 28.9745 | 73.7366 | 117.715 | 7.835 | 1.4808 | 19.0153 | 30.9229 | 84.4054 | 117.715 | 8.1808 | 1.4808 | 19.0153 | 30.9229 | 84.4054 | 117.715 | 8.1808 | 1.4808 | 19.0153
U | d074t | 26.8084 | 66.7124 | 117.59 | 7.8305 | 1.4808 | 18.9973 | 30.9229 | 84.4054 | 117.715 | 8.1808 | 1.4808 | 19.0153 | 30.9229 | 84.4054 | 117.715 | 8.1808 | 1.4808 | 19.0153
U | d074u | 24.8398 | 58.2357 | 115.402 | 7.8234 | 1.4808 | 18.0413 | 30.9229 | 84.4054 | 117.715 | 8.1808 | 1.4808 | 19.0153 | 30.9229 | 84.4054 | 117.715 | 8.1808 | 1.4808 | 19.0153
U | d074v | 23.8452 | 55.1071 | 114.209 | 7.8191 | 1.4808 | 16.9475 | 30.9229 | 84.4054 | 117.715 | 8.1808 | 1.4808 | 19.0153 | 30.9229 | 84.4054 | 117.715 | 8.1808 | 1.4808 | 19.0153
U | d074x | 22.0519 | 49.7314 | 111.316 | 7.8107 | 1.4808 | 16.1559 | 30.9229 | 84.4054 | 117.715 | 8.1808 | 1.4808 | 19.0153 | 30.9229 | 84.4054 | 117.715 | 8.1808 | 1.4808 | 19.0153
U | d074y | 21.4871 | 48.2165 | 110.229 | 7.807 | 1.4808 | 15.9765 | 30.9229 | 84.4054 | 117.715 | 8.1808 | 1.4808 | 19.0153 | 30.9229 | 84.4054 | 117.715 | 8.1808 | 1.4808 | 19.0153
U | d075a | 20.2321 | 45.615 | 109.297 | 7.8034 | 1.4808 | 15.8415 | 30.9229 | 84.4054 | 117.715 | 8.1808 | 1.4808 | 19.0153 | 30.9229 | 84.4054 | 117.715 | 8.1808 | 1.4808 | 19.0153
U | d075b | 20.611 | 48.0678 | 110.475 | 7.8038 | 1.4808 | 16.0284 | 30.9229 | 84.4054 | 117.715 | 8.1808 | 1.4808 | 19.0153 | 30.9229 | 84.4054 | 117.715 | 8.1808 | 1.4808 | 19.0153
U | d075c | 20.869 | 51.6886 | 112.268 | 7.8038 | 1.4808 | 15.981 | 30.9229 | 84.4054 | 117.715 | 8.1808 | 1.4808 | 19.0153 | 30.9229 | 84.4054 | 117.715 | 8.1808 | 1.4808 | 19.0153
U | d075d | 21.1596 | 55.3129 | 113.861 | 7.8057 | 1.4808 | 16.2418 | 30.9229 | 84.4054 | 117.715 | 8.1808 | 1.4808 | 19.0153 | 30.9229 | 84.4054 | 117.715 | 8.1808 | 1.4808 | 19.0153
U | d075e | 21.876 | 58.1 | 114.069 | 7.8073 | 1.4808 | 17.3879 | 30.9229 | 84.4054 | 117.715 | 8.1808 | 1.4808 | 19.0153 | 30.9229 | 84.4054 | 117.715 | 8.1808 | 1.4808 | 19.0153
U | d075f | 24.0325 | 61.6668 | 115.092 | 7.8129 | 1.4808 | 18.0005 | 30.9229 | 84.4054 | 117.715 | 8.1808 | 1.4808 | 19.0153 | 30.9229 | 84.4054 | 117.715 | 8.1808 | 1.4808 | 19.0153
U | d075g | 27.436 | 69.7413 | 116.326 | 7.8204 | 1.4808 | 19.0153 | 30.9229 | 84.4054 | 117.715 | 8.1808 | 1.4808 | 19.0153 | 30.9229 | 84.4054 | 117.715 | 8.1808 | 1.4808 | 19.0153
U | d075h | 30.2659 | 73.1355 | 116.867 | 7.8267 | 1.4808 | 19.0153 | 30.9229 | 84.4054 | 117.715 | 8.1808 | 1.4808 | 19.0153 | 30.9229 | 84.4054 | 117.715 | 8.1808 | 1.4808 | 19.0153
U | d075i | 30.6361 | 70.7355 | 116.553 | 7.8279 | 1.4808 | 19.0153 | 30.9229 | 84.4054 | 117.715 | 8.1808 | 1.4808 | 19.0153 | 30.9229 | 84.4054 | 117.715 | 8.1808 | 1.4808 | 19.0153
U | d075j | 30.6116 | 66.4661 | 116.188 | 7.8284 | 1.4808 | 19.0153 | 30.9229 | 84.4054 | 117.715 | 8.1808 | 1.4808 | 19.0153 | 30.9229 | 84.4054 | 117.715 | 8.1808 | 1.4808 | 19.0153
U | d075k | 30.6476 | 63.6938 | 115.945 | 7.8276 | 1.4808 | 19.0153 | 30.9229 | 84.4054 | 117.715 | 8.1808 | 1.4808 | 19.0153 | 30.9229 | 84.4054 | 117.715 | 8.1808 | 1.4808 | 19.0153
U | d075l | 30.7891 | 65.558 | 116.099 | 7.83 | 1.4808 | 19.0153 | 30.9229 | 84.4054 | 117.715 | 8.1808 | 1.4808 | 19.0153 | 30.9229 | 84.4054 | 117.715 | 8.1808 | 1.4808 | 19.0153
U | d075m | 30.6328 | 63.3442 | 115.465 | 7.8283 | 1.4808 | 19.0153 | 30.9229 | 84.4054 | 117.715 | 8.1808 | 1.4808 | 19.0153 | 30.9229 | 84.4054 | 117.715 | 8.1808 | 1.4808 | 19.0153
U | d075n | 30.9227 | 70.8253 | 116.499 | 7.8316 | 1.4808 | 19.0153 | 30.9229 | 84.4054 | 117.715 | 8.1808 | 1.4808 | 19.0153 | 30.9229 | 84.4054 | 117.715 | 8.1808 | 1.4808 | 19.0153
U | d075o | 30.6771 | 68.2179 | 116.488 | 7.8288 | 1.4808 | 19.0153 | 30.9229 | 84.4054 | 117.715 | 8.1808 | 1.4808 | 19.0153 | 30.9229 | 84.4054 | 117.715 | 8.1808 | 1.4808 | 19.0153
U | d075p | 30.86 | 74.1566 | 116.965 | 7.8318 | 1.4808 | 19.0153 | 30.9229 | 84.4054 | 117.715 | 8.1808 | 1.4808 | 19.0153 | 30.9229 | 84.4054 | 117.715 | 8.1808 | 1.4808 | 19.0153
U | d075q | 30.7024 | 76.4335 | 117.715 | 7.8299 | 1.4808 | 19.0153 | 30.9229 | 84.4054 | 117.715 | 8.1808 | 1.4808 | 19.0153 | 30.9229 | 84.4054 | 117.715 | 8.1808 | 1.4808 | 19.0153
U | d075r | 30.7921 | 79.6422 | 117.715 | 7.8323 | 1.4808 | 19.0153 | 30.9229 | 84.4054 | 117.715 | 8.1808 | 1.4808 | 19.0153 | 30.9229 | 84.4054 | 117.715 | 8.1808 | 1.4808 | 19.0153
U | d075s | 30.0636 | 74.6372 | 117.264 | 7.8298 | 1.4808 | 19.0153 | 30.9229 | 84.4054 | 117.715 | 8.1808 | 1.4808 | 19.0153 | 30.9229 | 84.4054 | 117.715 | 8.1808 | 1.4808 | 19.0153
U | d075t | 28.5613 | 69.7516 | 116.629 | 7.8301 | 1.4808 | 19.0153 | 30.9229 | 84.4054 | 117.715 | 8.1808 | 1.4808 | 19.0153 | 30.9229 | 84.4054 | 117.715 | 8.1808 | 1.4808 | 19.0153
U | d075u | 24.4268 | 60.8517 | 116.05 | 7.825 | 1.4808 | 18.9974 | 30.9229 | 84.4054 | 117.715 | 8.1808 | 1.4808 | 19.0153 | 30.9229 | 84.4054 | 117.715 | 8.1808 | 1.4808 | 19.0153
U | d075v | 22.7301 | 57.3287 | 115.629 | 7.8209 | 1.4808 | 18.1504 | 30.9229 | 84.4054 | 117.715 | 8.1808 | 1.4808 | 19.0153 | 30.9229 | 84.4054 | 117.715 | 8.1808 | 1.4808 | 19.0153
U | d075x | 20.9915 | 52.7894 | 113.334 | 7.8155 | 1.4808 | 17.4074 | 30.9229 | 84.4054 | 117.715 | 8.1808 | 1.4808 | 19.0153 | 30.9229 | 84.4054 | 117.715 | 8.1808 | 1.4808 | 19.0153
U | d075y | 19.9485 | 52.3507 | 112.869 | 7.813 | 1.4808 | 17.1985 | 30.9229 | 84.4054 | 117.715 | 8.1808 | 1.4808 | 19.0153 | 30.9229 | 84.4054 | 117.715 | 8.1808 | 1.4808 | 19.0153
U | d076a | 18.4583 | 50.2599 | 112.34 | 7.8114 | 1.4808 | 17.0036 | 30.9229 | 84.4054 | 117.715 | 8.1808 | 1.4808 | 19.0153 | 30.9229 | 84.4054 | 117.715 | 8.1808 | 1.4808 | 19.0153
U | d076b | 18.2885 | 52.6516 | 113.146 | 7.8118 | 1.4808 | 16.8975 | 30.9229 | 84.4054 | 117.715 | 8.1808 | 1.4808 | 19.0153 | 30.9229 | 84.4054 | 117.715 | 8.1808 | 1.4808 | 19.0153
U | d076c | 17.9671 | 56.4282 | 114.432 | 7.8121 | 1.4808 | 16.6126 | 30.9229 | 84.4054 | 117.715 | 8.1808 | 1.4808 | 19.0153 | 30.9229 | 84.4054 | 117.715 | 8.1808 | 1.4808 | 19.0153
U | d076d | 18.212 | 61.2376 | 115.657 | 7.8145 | 1.4808 | 16.8367 | 30.9229 | 84.4054 | 117.715 | 8.1808 | 1.4808 | 19.0153 | 30.9229 | 84.4054 | 117.715 | 8.1808 | 1.4808 | 19.0153
U | d076e | 19.0181 | 65.1223 | 116.007 | 7.8169 | 1.4808 | 17.7335 | 30.9229 | 84.4054 | 117.715 | 8.1808 | 1.4808 | 19.0153 | 30.9229 | 84.4054 | 117.715 | 8.1808 | 1.4808 | 19.0153
U | d076f | 21.0983 | 69.3845 | 116.649 | 7.8212 | 1.4808 | 18.1057 | 30.9229 | 84.4054 | 117.715 | 8.1808 | 1.4808 | 19.0153 | 30.9229 | 84.4054 | 117.715 | 8.1808 | 1.4808 | 19.0153
U | d076g | 24.1731 | 76.5985 | 117.715 | 7.8288 | 1.4808 | 18.8847 | 30.9229 | 84.4054 | 117.715 | 8.1808 | 1.4808 | 19.0153 | 30.9229 | 84.4054 | 117.715 | 8.1808 | 1.4808 | 19.0153
U | d076h | 26.8141 | 79.5281 | 117.715 | 7.8373 | 1.4808 | 19.0153 | 30.9229 | 84.4054 | 117.715 | 8.1808 | 1.4808 | 19.0153 | 30.9229 | 84.4054 | 117.715 | 8.1808 | 1.4808 | 19.0153
U | d076i | 27.9591 | 80.06 | 117.715 | 7.8454 | 1.4808 | 19.0153 | 30.9229 | 84.4054 | 117.715 | 8.1808 | 1.4808 | 19.0153 | 30.9229 | 84.4054 | 117.715 | 8.1808 | 1.4808 | 19.0153
U | d076j | 29.0469 | 79.8792 | 117.715 | 7.8515 | 1.4808 | 19.0153 | 30.9229 | 84.4054 | 117.715 | 8.1808 | 1.4808 | 19.0153 | 30.9229 | 84.4054 | 117.715 | 8.1808 | 1.4808 | 19.0153
U | d076k | 29.0626 | 79.9472 | 117.715 | 7.8501 | 1.4808 | 19.0153 | 30.9229 | 84.4054 | 117.715 | 8.1808 | 1.4808 | 19.0153 | 30.9229 | 84.4054 | 117.715 | 8.1808 | 1.4808 | 19.0153
U | d076l | 29.0295 | 81.0372 | 117.715 | 7.8491 | 1.4808 | 19.0153 | 30.9229 | 84.4054 | 117.715 | 8.1808 | 1.4808 | 19.0153 | 30.9229 | 84.4054 | 117.715 | 8.1808 | 1.4808 | 19.0153
U | d076m | 29.0203 | 81.1036 | 117.715 | 7.848 | 1.4808 | 19.0153 | 30.9229 | 84.4054 | 117.715 | 8.1808 | 1.4808 | 19.0153 | 30.9229 | 84.4054 | 117.715 | 8.1808 | 1.4808 | 19.0153
U | d076n | 29.4425 | 81.9781 | 117.715 | 7.851 | 1.4808 | 19.0153 | 30.9229 | 84.4054 | 117.715 | 8.1808 | 1.4808 | 19.0153 | 30.9229 | 84.4054 | 117.715 | 8.1808 | 1.4808 | 19.0153
U | d076o | 29.3987 | 81.4425 | 117.715 | 7.8523 | 1.4808 | 19.0153 | 30.9229 | 84.4054 | 117.715 | 8.1808 | 1.4808 | 19.0153 | 30.9229 | 84.4054 | 117.715 | 8.1808 | 1.4808 | 19.0153
U | d076p | 29.9981 | 83.9821 | 117.715 | 7.8597 | 1.4808 | 19.0153 | 30.9229 | 84.4054 | 117.715 | 8.1808 | 1.4808 | 19.0153 | 30.9229 | 84.4054 | 117.715 | 8.1808 | 1.4808 | 19.0153
U | d076q | 29.6997 | 83.7416 | 117.715 | 7.8527 | 1.4808 | 19.0153 | 30.9229 | 84.4054 | 117.715 | 8.1808 | 1.4808 | 19.0153 | 30.9229 | 84.4054 | 117.715 | 8.1808 | 1.4808 | 19.0153
U | d076r | 30.1705 | 84.3496 | 117.715 | 7.8578 | 1.4808 | 19.0153 | 30.9229 | 84.4054 | 117.715 | 8.1808 | 1.4808 | 19.0153 | 30.9229 | 84.4054 | 117.715 | 8.1808 | 1.4808 | 19.0153
U | d076s | 29.9116 | 83.6481 | 117.715 | 7.8525 | 1.4808 | 19.0153 | 30.9229 | 84.4054 | 117.715 | 8.1808 | 1.4808 | 19.0153 | 30.9229 | 84.4054 | 117.715 | 8.1808 | 1.4808 | 19.0153
U | d076t | 27.0895 | 81.0127 | 117.715 | 7.841 | 1.4808 | 18.9911 | 30.9229 | 84.4054 | 117.715 | 8.1808 | 1.4808 | 19.0153 | 30.9229 | 84.4054 | 117.715 | 8.1808 | 1.4808 | 19.0153
U | d076u | 26.5087 | 76.7676 | 117.024 | 7.8317 | 1.4808 | 18.5431 | 30.9229 | 84.4054 | 117.715 | 8.1808 | 1.4808 | 19.0153 | 30.9229 | 84.4054 | 117.715 | 8.1808 | 1.4808 | 19.0153
U | d076v | 25.956 | 71.3767 | 116.519 | 7.8244 | 1.4808 | 17.2642 | 30.9229 | 84.4054 | 117.715 | 8.1808 | 1.4808 | 19.0153 | 30.9229 | 84.4054 | 117.715 | 8.1808 | 1.4808 | 19.0153
U | d076x | 25.5484 | 65.9898 | 114.708 | 7.8174 | 1.4808 | 16.6729 | 30.9229 | 84.4054 | 117.715 | 8.1808 | 1.4808 | 19.0153 | 30.9229 | 84.4054 | 117.715 | 8.1808 | 1.4808 | 19.0153
U | d076y | 25.3013 | 64.4266 | 113.77 | 7.814 | 1.4808 | 16.4517 | 30.9229 | 84.4054 | 117.715 | 8.1808 | 1.4808 | 19.0153 | 30.9229 | 84.4054 | 117.715 | 8.1808 | 1.4808 | 19.0153
U | d077a | 25.1052 | 63.5376 | 113.402 | 7.8109 | 1.4808 | 16.5113 | 30.9229 | 84.4054 | 117.715 | 8.1808 | 1.4808 | 19.0153 | 30.9229 | 84.4054 | 117.715 | 8.1808 | 1.4808 | 19.0153
U | d077b | 25.4653 | 65.8742 | 113.818 | 7.8092 | 1.4808 | 16.5307 | 30.9229 | 84.4054 | 117.715 | 8.1808 | 1.4808 | 19.0153 | 30.9229 | 84.4054 | 117.715 | 8.1808 | 1.4808 | 19.0153
U | d077c | 26.0457 | 70.7819 | 115.256 | 7.8093 | 1.4808 | 16.6903 | 30.9229 | 84.4054 | 117.715 | 8.1808 | 1.4808 | 19.0153 | 30.9229 | 84.4054 | 117.715 | 8.1808 | 1.4808 | 19.0153
U | d077d | 26.184 | 72.7146 | 115.745 | 7.8104 | 1.4808 | 16.9625 | 30.9229 | 84.4054 | 117.715 | 8.1808 | 1.4808 | 19.0153 | 30.9229 | 84.4054 | 117.715 | 8.1808 | 1.4808 | 19.0153
U | d077e | 26.8465 | 74.6986 | 115.683 | 7.8105 | 1.4808 | 17.8416 | 30.9229 | 84.4054 | 117.715 | 8.1808 | 1.4808 | 19.0153 | 30.9229 | 84.4054 | 117.715 | 8.1808 | 1.4808 | 19.0153
U | d077f | 28.5147 | 77.1745 | 116.332 | 7.8154 | 1.4808 | 18.2483 | 30.9229 | 84.4054 | 117.715 | 8.1808 | 1.4808 | 19.0153 | 30.9229 | 84.4054 | 117.715 | 8.1808 | 1.4808 | 19.0153
U | d077g | 29.7554 | 79.9015 | 116.815 | 7.8182 | 1.4808 | 18.4804 | 30.9229 | 84.4054 | 117.715 | 8.1808 | 1.4808 | 19.0153 | 30.9229 | 84.4054 | 117.715 | 8.1808 | 1.4808 | 19.0153
U | d077h | 30.2377 | 80.9628 | 117.108 | 7.8207 | 1.4808 | 18.5765 | 30.9229 | 84.4054 | 117.715 | 8.1808 | 1.4808 | 19.0153 | 30.9229 | 84.4054 | 117.715 | 8.1808 | 1.4808 | 19.0153
U | d077i | 30.4267 | 81.4456 | 117.475 | 7.8226 | 1.4808 | 18.6857 | 30.9229 | 84.4054 | 117.715 | 8.1808 | 1.4808 | 19.0153 | 30.9229 | 84.4054 | 117.715 | 8.1808 | 1.4808 | 19.0153
U | d077j | 30.8128 | 82.7512 | 117.715 | 7.8252 | 1.4808 | 19.0153 | 30.9229 | 84.4054 | 117.715 | 8.1808 | 1.4808 | 19.0153 | 30.9229 | 84.4054 | 117.715 | 8.1808 | 1.4808 | 19.0153
U | d077k | 30.9229 | 83.1391 | 117.715 | 7.827 | 1.4808 | 19.0153 | 30.9229 | 84.4054 | 117.715 | 8.1808 | 1.4808 | 19.0153 | 30.9229 | 84.4054 | 117.715 | 8.1808 | 1.4808 | 19.0153
U | d077l | 30.9229 | 83.2391 | 117.715 | 7.8269 | 1.4808 | 19.0153 | 30.9229 | 84.4054 | 117.715 | 8.1808 | 1.4808 | 19.0153 | 30.9229 | 84.4054 | 117.715 | 8.1808 | 1.4808 | 19.0153
U | d077m | 30.9229 | 84.3517 | 117.715 | 7.8446 | 1.4808 | 19.0153 | 30.9229 | 84.4054 | 117.715 | 8.1808 | 1.4808 | 19.0153 | 30.9229 | 84.4054 | 117.715 | 8.1808 | 1.4808 | 19.0153
U | d077n | 30.9229 | 84.3438 | 117.715 | 7.8379 | 1.4808 | 19.0153 | 30.9229 | 84.4054 | 117.715 | 8.1808 | 1.4808 | 19.0153 | 30.9229 | 84.4054 | 117.715 | 8.1808 | 1.4808 | 19.0153
U | d077o | 30.9229 | 84.349 | 117.715 | 7.8383 | 1.4808 | 19.0153 | 30.9229 | 84.4054 | 117.715 | 8.1808 | 1.4808 | 19.0153 | 30.9229 | 84.4054 | 117.715 | 8.1808 | 1.4808 | 19.0153
U | d077p | 30.9229 | 84.3469 | 117.715 | 7.8294 | 1.4808 | 19.0153 | 30.9229 | 84.4054 | 117.715 | 8.1808 | 1.4808 | 19.0153 | 30.9229 | 84.4054 | 117.715 | 8.1808 | 1.4808 | 19.0153
U | d077q | 30.9229 | 84.4054 | 117.715 | 7.8946 | 1.4808 | 19.0153 | 30.9229 | 84.4054 | 117.715 | 8.1808 | 1.4808 | 19.0153 | 30.9229 | 84.4054 | 117.715 | 8.1808 | 1.4808 | 19.0153
U | d077r | 30.9229 | 84.4054 | 117.715 | 7.8468 | 1.4808 | 19.0153 | 30.9229 | 84.4054 | 117.715 | 8.1808 | 1.4808 | 19.0153 | 30.9229 | 84.4054 | 117.715 | 8.1808 | 1.4808 | 19.0153
U | d077s | 29.4959 | 82.3913 | 117.715 | 7.8239 | 1.4808 | 18.8564 | 30.9229 | 84.4054 | 117.715 | 8.1808 | 1.4808 | 19.0153 | 30.9229 | 84.4054 | 117.715 | 8.1808 | 1.4808 | 19.0153
U | d077t | 29.1491 | 81.0473 | 117.715 | 7.8242 | 1.4808 | 18.7815 | 30.9229 | 84.4054 | 117.715 | 8.1808 | 1.4808 | 19.0153 | 30.9229 | 84.4054 | 117.715 | 8.1808 | 1.4808 | 19.0153
U | d077u | 27.5596 | 73.9985 | 116.914 | 7.8195 | 1.4808 | 18.448 | 30.9229 | 84.4054 | 117.715 | 8.1808 | 1.4808 | 19.0153 | 30.9229 | 84.4054 | 117.715 | 8.1808 | 1.4808 | 19.0153
U | d077v | 26.6384 | 70.4886 | 116.565 | 7.8163 | 1.4808 | 17.7441 | 30.9229 | 84.4054 | 117.715 | 8.1808 | 1.4808 | 19.0153 | 30.9229 | 84.4054 | 117.715 | 8.1808 | 1.4808 | 19.0153
U | d077x | 24.4188 | 63.0556 | 114.521 | 7.8089 | 1.4808 | 17.1686 | 30.9229 | 84.4054 | 117.715 | 8.1808 | 1.4808 | 19.0153 | 30.9229 | 84.4054 | 117.715 | 8.1808 | 1.4808 | 19.0153
U | d077y | 23.1094 | 58.5426 | 113.447 | 7.8069 | 1.4808 | 16.8434 | 30.9229 | 84.4054 | 117.715 | 8.1808 | 1.4808 | 19.0153 | 30.9229 | 84.4054 | 117.715 | 8.1808 | 1.4808 | 19.0153
U | d078a | 22.0711 | 56.1449 | 113.325 | 7.8061 | 1.4808 | 17.0125 | 30.9229 | 84.4054 | 117.715 | 8.1808 | 1.4808 | 19.0153 | 30.9229 | 84.4054 | 117.715 | 8.1808 | 1.4808 | 19.0153
U | d078b | 21.8505 | 55.5343 | 113.462 | 7.8061 | 1.4808 | 16.8244 | 30.9229 | 84.4054 | 117.715 | 8.1808 | 1.4808 | 19.0153 | 30.9229 | 84.4054 | 117.715 | 8.1808 | 1.4808 | 19.0153
U | d078c | 21.8251 | 59.3144 | 114.625 | 7.8071 | 1.4808 | 16.7761 | 30.9229 | 84.4054 | 117.715 | 8.1808 | 1.4808 | 19.0153 | 30.9229 | 84.4054 | 117.715 | 8.1808 | 1.4808 | 19.0153
U | d078d | 21.8396 | 61.4435 | 115.384 | 7.8076 | 1.4808 | 16.9455 | 30.9229 | 84.4054 | 117.715 | 8.1808 | 1.4808 | 19.0153 | 30.9229 | 84.4054 | 117.715 | 8.1808 | 1.4808 | 19.0153
U | d078e | 21.659 | 61.0876 | 115.269 | 7.8086 | 1.4808 | 17.228 | 30.9229 | 84.4054 | 117.715 | 8.1808 | 1.4808 | 19.0153 | 30.9229 | 84.4054 | 117.715 | 8.1808 | 1.4808 | 19.0153
U | d078f | 21.3023 | 62.0174 | 115.467 | 7.81 | 1.4808 | 17.6029 | 30.9229 | 84.4054 | 117.715 | 8.1808 | 1.4808 | 19.0153 | 30.9229 | 84.4054 | 117.715 | 8.1808 | 1.4808 | 19.0153
U | d078g | 22.5529 | 64.262 | 116.263 | 7.8129 | 1.4808 | 18.2732 | 30.9229 | 84.4054 | 117.715 | 8.1808 | 1.4808 | 19.0153 | 30.9229 | 84.4054 | 117.715 | 8.1808 | 1.4808 | 19.0153
U | d078h | 25.4267 | 71.3997 | 116.893 | 7.819 | 1.4808 | 18.7729 | 30.9229 | 84.4054 | 117.715 | 8.1808 | 1.4808 | 19.0153 | 30.9229 | 84.4054 | 117.715 | 8.1808 | 1.4808 | 19.0153
U | d078i | 25.4763 | 67.2729 | 116.776 | 7.8201 | 1.4808 | 18.6147 | 30.9229 | 84.4054 | 117.715 | 8.1808 | 1.4808 | 19.0153 | 30.9229 | 84.4054 | 117.715 | 8.1808 | 1.4808 | 19.0153
U | d078j | 26.3397 | 67.8212 | 116.878 | 7.8201 | 1.4808 | 18.7516 | 30.9229 | 84.4054 | 117.715 | 8.1808 | 1.4808 | 19.0153 | 30.9229 | 84.4054 | 117.715 | 8.1808 | 1.4808 | 19.0153
U | d078k | 26.5705 | 64.1854 | 116.773 | 7.82 | 1.4808 | 18.6832 | 30.9229 | 84.4054 | 117.715 | 8.1808 | 1.4808 | 19.0153 | 30.9229 | 84.4054 | 117.715 | 8.1808 | 1.4808 | 19.0153
U | d078l | 27.0018 | 63.6621 | 116.832 | 7.8224 | 1.4808 | 18.8497 | 30.9229 | 84.4054 | 117.715 | 8.1808 | 1.4808 | 19.0153 | 30.9229 | 84.4054 | 117.715 | 8.1808 | 1.4808 | 19.0153
U | d078m | 28.7492 | 68.7952 | 117.105 | 7.8265 | 1.4808 | 19.0153 | 30.9229 | 84.4054 | 117.715 | 8.1808 | 1.4808 | 19.0153 | 30.9229 | 84.4054 | 117.715 | 8.1808 | 1.4808 | 19.0153
U | d078n | 29.0337 | 69.5652 | 117.236 | 7.8276 | 1.4808 | 19.0153 | 30.9229 | 84.4054 | 117.715 | 8.1808 | 1.4808 | 19.0153 | 30.9229 | 84.4054 | 117.715 | 8.1808 | 1.4808 | 19.0153
U | d078o | 28.561 | 68.0579 | 116.992 | 7.8272 | 1.4808 | 19.0153 | 30.9229 | 84.4054 | 117.715 | 8.1808 | 1.4808 | 19.0153 | 30.9229 | 84.4054 | 117.715 | 8.1808 | 1.4808 | 19.0153
U | d078p | 30.2801 | 73.0558 | 117.715 | 7.831 | 1.4808 | 19.0153 | 30.9229 | 84.4054 | 117.715 | 8.1808 | 1.4808 | 19.0153 | 30.9229 | 84.4054 | 117.715 | 8.1808 | 1.4808 | 19.0153
U | d078q | 30.6907 | 75.4107 | 117.715 | 7.834 | 1.4808 | 19.0153 | 30.9229 | 84.4054 | 117.715 | 8.1808 | 1.4808 | 19.0153 | 30.9229 | 84.4054 | 117.715 | 8.1808 | 1.4808 | 19.0153
U | d078r | 30.3004 | 71.3376 | 117.336 | 7.8313 | 1.4808 | 19.0153 | 30.9229 | 84.4054 | 117.715 | 8.1808 | 1.4808 | 19.0153 | 30.9229 | 84.4054 | 117.715 | 8.1808 | 1.4808 | 19.0153
U | d078s | 29.7564 | 68.7277 | 116.947 | 7.8301 | 1.4808 | 19.0153 | 30.9229 | 84.4054 | 117.715 | 8.1808 | 1.4808 | 19.0153 | 30.9229 | 84.4054 | 117.715 | 8.1808 | 1.4808 | 19.0153
U | d078t | 28.3739 | 61.7918 | 116.215 | 7.8264 | 1.4808 | 19.0153 | 30.9229 | 84.4054 | 117.715 | 8.1808 | 1.4808 | 19.0153 | 30.9229 | 84.4054 | 117.715 | 8.1808 | 1.4808 | 19.0153
U | d078u | 27.0442 | 56.6336 | 114.87 | 7.8245 | 1.4808 | 18.8476 | 30.9229 | 84.4054 | 117.715 | 8.1808 | 1.4808 | 19.0153 | 30.9229 | 84.4054 | 117.715 | 8.1808 | 1.4808 | 19.0153
U | d078v | 26.645 | 54.3955 | 114.15 | 7.8225 | 1.4808 | 18.4124 | 30.9229 | 84.4054 | 117.715 | 8.1808 | 1.4808 | 19.0153 | 30.9229 | 84.4054 | 117.715 | 8.1808 | 1.4808 | 19.0153
U | d078x | 25.4386 | 51.7617 | 112.834 | 7.8147 | 1.4808 | 17.8068 | 30.9229 | 84.4054 | 117.715 | 8.1808 | 1.4808 | 19.0153 | 30.9229 | 84.4054 | 117.715 | 8.1808 | 1.4808 | 19.0153
U | d078y | 24.7321 | 50.0025 | 111.982 | 7.812 | 1.4808 | 17.6103 | 30.9229 | 84.4054 | 117.715 | 8.1808 | 1.4808 | 19.0153 | 30.9229 | 84.4054 | 117.715 | 8.1808 | 1.4808 | 19.0153
U | d079a | 24.1212 | 49.0334 | 111.683 | 7.8108 | 1.4808 | 17.7255 | 30.9229 | 84.4054 | 117.715 | 8.1808 | 1.4808 | 19.0153 | 30.9229 | 84.4054 | 117.715 | 8.1808 | 1.4808 | 19.0153
U | d079b | 23.867 | 49.2627 | 111.736 | 7.8097 | 1.4808 | 17.5836 | 30.9229 | 84.4054 | 117.715 | 8.1808 | 1.4808 | 19.0153 | 30.9229 | 84.4054 | 117.715 | 8.1808 | 1.4808 | 19.0153
U | d079c | 24.0852 | 53.805 | 112.93 | 7.8099 | 1.4808 | 17.6047 | 30.9229 | 84.4054 | 117.715 | 8.1808 | 1.4808 | 19.0153 | 30.9229 | 84.4054 | 117.715 | 8.1808 | 1.4808 | 19.0153
U | d079d | 23.9821 | 56.6742 | 113.749 | 7.8102 | 1.4808 | 17.7396 | 30.9229 | 84.4054 | 117.715 | 8.1808 | 1.4808 | 19.0153 | 30.9229 | 84.4054 | 117.715 | 8.1808 | 1.4808 | 19.0153
U | d079e | 24.0667 | 57.3313 | 113.657 | 7.8114 | 1.4808 | 17.9846 | 30.9229 | 84.4054 | 117.715 | 8.1808 | 1.4808 | 19.0153 | 30.9229 | 84.4054 | 117.715 | 8.1808 | 1.4808 | 19.0153
U | d079f | 24.2769 | 60.1833 | 114.264 | 7.8134 | 1.4808 | 18.4076 | 30.9229 | 84.4054 | 117.715 | 8.1808 | 1.4808 | 19.0153 | 30.9229 | 84.4054 | 117.715 | 8.1808 | 1.4808 | 19.0153
U | d079g | 28.6725 | 67.9039 | 115.818 | 7.8208 | 1.4808 | 19.0153 | 30.9229 | 84.4054 | 117.715 | 8.1808 | 1.4808 | 19.0153 | 30.9229 | 84.4054 | 117.715 | 8.1808 | 1.4808 | 19.0153
U | d079h | 30.5473 | 72.117 | 116.355 | 7.8281 | 1.4808 | 19.0153 | 30.9229 | 84.4054 | 117.715 | 8.1808 | 1.4808 | 19.0153 | 30.9229 | 84.4054 | 117.715 | 8.1808 | 1.4808 | 19.0153
U | d079i | 30.6618 | 70.3754 | 116.263 | 7.8312 | 1.4808 | 19.0153 | 30.9229 | 84.4054 | 117.715 | 8.1808 | 1.4808 | 19.0153 | 30.9229 | 84.4054 | 117.715 | 8.1808 | 1.4808 | 19.0153
U | d079j | 30.8072 | 68.6954 | 116.047 | 7.8308 | 1.4808 | 19.0153 | 30.9229 | 84.4054 | 117.715 | 8.1808 | 1.4808 | 19.0153 | 30.9229 | 84.4054 | 117.715 | 8.1808 | 1.4808 | 19.0153
U | d079k | 30.6134 | 60.3933 | 114.96 | 7.8256 | 1.4808 | 19.0153 | 30.9229 | 84.4054 | 117.715 | 8.1808 | 1.4808 | 19.0153 | 30.9229 | 84.4054 | 117.715 | 8.1808 | 1.4808 | 19.0153
U | d079l | 30.677 | 60.0568 | 114.681 | 7.8244 | 1.4808 | 19.0153 | 30.9229 | 84.4054 | 117.715 | 8.1808 | 1.4808 | 19.0153 | 30.9229 | 84.4054 | 117.715 | 8.1808 | 1.4808 | 19.0153
U | d079m | 30.8248 | 64.7304 | 115.39 | 7.8251 | 1.4808 | 19.0153 | 30.9229 | 84.4054 | 117.715 | 8.1808 | 1.4808 | 19.0153 | 30.9229 | 84.4054 | 117.715 | 8.1808 | 1.4808 | 19.0153
U | d079n | 30.8504 | 66.1519 | 115.635 | 7.8247 | 1.4808 | 19.0153 | 30.9229 | 84.4054 | 117.715 | 8.1808 | 1.4808 | 19.0153 | 30.9229 | 84.4054 | 117.715 | 8.1808 | 1.4808 | 19.0153
U | d079o | 30.9229 | 72.133 | 116.325 | 7.8271 | 1.4808 | 19.0153 | 30.9229 | 84.4054 | 117.715 | 8.1808 | 1.4808 | 19.0153 | 30.9229 | 84.4054 | 117.715 | 8.1808 | 1.4808 | 19.0153
U | d079p | 30.9229 | 73.7374 | 116.439 | 7.8285 | 1.4808 | 19.0153 | 30.9229 | 84.4054 | 117.715 | 8.1808 | 1.4808 | 19.0153 | 30.9229 | 84.4054 | 117.715 | 8.1808 | 1.4808 | 19.0153
U | d079q | 30.9229 | 80.2434 | 117.715 | 7.8351 | 1.4808 | 19.0153 | 30.9229 | 84.4054 | 117.715 | 8.1808 | 1.4808 | 19.0153 | 30.9229 | 84.4054 | 117.715 | 8.1808 | 1.4808 | 19.0153
U | d079r | 30.9229 | 79.253 | 117.424 | 7.832 | 1.4808 | 19.0153 | 30.9229 | 84.4054 | 117.715 | 8.1808 | 1.4808 | 19.0153 | 30.9229 | 84.4054 | 117.715 | 8.1808 | 1.4808 | 19.0153
U | d079s | 30.725 | 76.2545 | 116.736 | 7.8285 | 1.4808 | 19.0153 | 30.9229 | 84.4054 | 117.715 | 8.1808 | 1.4808 | 19.0153 | 30.9229 | 84.4054 | 117.715 | 8.1808 | 1.4808 | 19.0153
U | d079t | 30.6048 | 73.7076 | 116.456 | 7.8274 | 1.4808 | 19.0153 | 30.9229 | 84.4054 | 117.715 | 8.1808 | 1.4808 | 19.0153 | 30.9229 | 84.4054 | 117.715 | 8.1808 | 1.4808 | 19.0153
U | d079u | 28.9922 | 66.6481 | 115.78 | 7.8224 | 1.4808 | 19.0153 | 30.9229 | 84.4054 | 117.715 | 8.1808 | 1.4808 | 19.0153 | 30.9229 | 84.4054 | 117.715 | 8.1808 | 1.4808 | 19.0153
U | d079v | 27.3034 | 63.2496 | 114.887 | 7.818 | 1.4808 | 18.5877 | 30.9229 | 84.4054 | 117.715 | 8.1808 | 1.4808 | 19.0153 | 30.9229 | 84.4054 | 117.715 | 8.1808 | 1.4808 | 19.0153
U | d079x | 26.3617 | 63.3057 | 114.058 | 7.8098 | 1.4808 | 18.0932 | 30.9229 | 84.4054 | 117.715 | 8.1808 | 1.4808 | 19.0153 | 30.9229 | 84.4054 | 117.715 | 8.1808 | 1.4808 | 19.0153
U | d079y | 25.4236 | 61.6415 | 113.007 | 7.8059 | 1.4808 | 17.7132 | 30.9229 | 84.4054 | 117.715 | 8.1808 | 1.4808 | 19.0153 | 30.9229 | 84.4054 | 117.715 | 8.1808 | 1.4808 | 19.0153
U | d080a | 24.7726 | 61.1532 | 112.718 | 7.8036 | 1.4808 | 17.7215 | 30.9229 | 84.4054 | 117.715 | 8.1808 | 1.4808 | 19.0153 | 30.9229 | 84.4054 | 117.715 | 8.1808 | 1.4808 | 19.0153
U | d080b | 24.7636 | 62.8189 | 113.194 | 7.8026 | 1.4808 | 17.5766 | 30.9229 | 84.4054 | 117.715 | 8.1808 | 1.4808 | 19.0153 | 30.9229 | 84.4054 | 117.715 | 8.1808 | 1.4808 | 19.0153
U | d080c | 25.0165 | 67.9039 | 114.681 | 7.8034 | 1.4808 | 17.5838 | 30.9229 | 84.4054 | 117.715 | 8.1808 | 1.4808 | 19.0153 | 30.9229 | 84.4054 | 117.715 | 8.1808 | 1.4808 | 19.0153
U | d080d | 25.133 | 72.7852 | 115.731 | 7.8051 | 1.4808 | 17.7379 | 30.9229 | 84.4054 | 117.715 | 8.1808 | 1.4808 | 19.0153 | 30.9229 | 84.4054 | 117.715 | 8.1808 | 1.4808 | 19.0153
U | d080e | 25.5971 | 76.0577 | 116.02 | 7.8067 | 1.4808 | 18.3141 | 30.9229 | 84.4054 | 117.715 | 8.1808 | 1.4808 | 19.0153 | 30.9229 | 84.4054 | 117.715 | 8.1808 | 1.4808 | 19.0153
U | d080f | 27.3681 | 79.591 | 116.791 | 7.8135 | 1.4808 | 18.6207 | 30.9229 | 84.4054 | 117.715 | 8.1808 | 1.4808 | 19.0153 | 30.9229 | 84.4054 | 117.715 | 8.1808 | 1.4808 | 19.0153
U | d080g | 30.8747 | 83.4443 | 117.715 | 7.8227 | 1.4808 | 19.0153 | 30.9229 | 84.4054 | 117.715 | 8.1808 | 1.4808 | 19.0153 | 30.9229 | 84.4054 | 117.715 | 8.1808 | 1.4808 | 19.0153
U | d080h | 30.9229 | 84.4054 | 117.715 | 7.9194 | 1.4808 | 19.0153 | 30.9229 | 84.4054 | 117.715 | 8.1808 | 1.4808 | 19.0153 | 30.9229 | 84.4054 | 117.715 | 8.1808 | 1.4808 | 19.0153
U | d080i | 30.9229 | 83.965 | 117.715 | 7.836 | 1.4808 | 19.0153 | 30.9229 | 84.4054 | 117.715 | 8.1808 | 1.4808 | 19.0153 | 30.9229 | 84.4054 | 117.715 | 8.1808 | 1.4808 | 19.0153
U | d080j | 30.9229 | 82.7651 | 117.715 | 7.8315 | 1.4808 | 19.0153 | 30.9229 | 84.4054 | 117.715 | 8.1808 | 1.4808 | 19.0153 | 30.9229 | 84.4054 | 117.715 | 8.1808 | 1.4808 | 19.0153
U | d080k | 30.9229 | 80.4797 | 117.715 | 7.8288 | 1.4808 | 19.0153 | 30.9229 | 84.4054 | 117.715 | 8.1808 | 1.4808 | 19.0153 | 30.9229 | 84.4054 | 117.715 | 8.1808 | 1.4808 | 19.0153
U | d080l | 30.9229 | 80.029 | 117.715 | 7.8287 | 1.4808 | 19.0153 | 30.9229 | 84.4054 | 117.715 | 8.1808 | 1.4808 | 19.0153 | 30.9229 | 84.4054 | 117.715 | 8.1808 | 1.4808 | 19.0153
U | d080m | 30.9229 | 81.6758 | 117.715 | 7.8298 | 1.4808 | 19.0153 | 30.9229 | 84.4054 | 117.715 | 8.1808 | 1.4808 | 19.0153 | 30.9229 | 84.4054 | 117.715 | 8.1808 | 1.4808 | 19.0153
U | d080n | 30.9229 | 82.5228 | 117.715 | 7.8315 | 1.4808 | 19.0153 | 30.9229 | 84.4054 | 117.715 | 8.1808 | 1.4808 | 19.0153 | 30.9229 | 84.4054 | 117.715 | 8.1808 | 1.4808 | 19.0153
U | d080o | 30.9229 | 82.7591 | 117.715 | 7.833 | 1.4808 | 19.0153 | 30.9229 | 84.4054 | 117.715 | 8.1808 | 1.4808 | 19.0153 | 30.9229 | 84.4054 | 117.715 | 8.1808 | 1.4808 | 19.0153
U | d080p | 30.9229 | 83.2712 | 117.715 | 7.8393 | 1.4808 | 19.0153 | 30.9229 | 84.4054 | 117.715 | 8.1808 | 1.4808 | 19.0153 | 30.9229 | 84.4054 | 117.715 | 8.1808 | 1.4808 | 19.0153
U | d080q | 30.9229 | 84.4054 | 117.715 | 7.9919 | 1.4808 | 19.0153 | 30.9229 | 84.4054 | 117.715 | 8.1808 | 1.4808 | 19.0153 | 30.9229 | 84.4054 | 117.715 | 8.1808 | 1.4808 | 19.0153
U | d080r | 30.9229 | 84.4054 | 117.715 | 8.1238 | 1.4808 | 19.0153 | 30.9229 | 84.4054 | 117.715 | 8.1808 | 1.4808 | 19.0153 | 30.9229 | 84.4054 | 117.715 | 8.1808 | 1.4808 | 19.0153
U | d080s | 30.6521 | 82.3514 | 117.715 | 7.8335 | 1.4808 | 19.0153 | 30.9229 | 84.4054 | 117.715 | 8.1808 | 1.4808 | 19.0153 | 30.9229 | 84.4054 | 117.715 | 8.1808 | 1.4808 | 19.0153
U | d080t | 29.5819 | 79.0817 | 117.715 | 7.8295 | 1.4808 | 19.0153 | 30.9229 | 84.4054 | 117.715 | 8.1808 | 1.4808 | 19.0153 | 30.9229 | 84.4054 | 117.715 | 8.1808 | 1.4808 | 19.0153
U | d080u | 27.4957 | 73.0491 | 117.065 | 7.8237 | 1.4808 | 19.0153 | 30.9229 | 84.4054 | 117.715 | 8.1808 | 1.4808 | 19.0153 | 30.9229 | 84.4054 | 117.715 | 8.1808 | 1.4808 | 19.0153
U | d080v | 24.8452 | 63.6841 | 115.331 | 7.8171 | 1.4808 | 17.9948 | 30.9229 | 84.4054 | 117.715 | 8.1808 | 1.4808 | 19.0153 | 30.9229 | 84.4054 | 117.715 | 8.1808 | 1.4808 | 19.0153
U | d080x | 24.3757 | 61.0664 | 113.616 | 7.8106 | 1.4808 | 17.693 | 30.9229 | 84.4054 | 117.715 | 8.1808 | 1.4808 | 19.0153 | 30.9229 | 84.4054 | 117.715 | 8.1808 | 1.4808 | 19.0153
U | d080y | 23.2704 | 58.6946 | 112.3 | 7.8071 | 1.4808 | 17.0957 | 30.9229 | 84.4054 | 117.715 | 8.1808 | 1.4808 | 19.0153 | 30.9229 | 84.4054 | 117.715 | 8.1808 | 1.4808 | 19.0153
U | d081a | 22.3475 | 57.5594 | 111.85 | 7.8052 | 1.4808 | 16.9076 | 30.9229 | 84.4054 | 117.715 | 8.1808 | 1.4808 | 19.0153 | 30.9229 | 84.4054 | 117.715 | 8.1808 | 1.4808 | 19.0153
U | d081b | 22.241 | 59.3505 | 112.246 | 7.8048 | 1.4808 | 16.7179 | 30.9229 | 84.4054 | 117.715 | 8.1808 | 1.4808 | 19.0153 | 30.9229 | 84.4054 | 117.715 | 8.1808 | 1.4808 | 19.0153
U | d081c | 22.3791 | 63.3043 | 113.654 | 7.8057 | 1.4808 | 16.7964 | 30.9229 | 84.4054 | 117.715 | 8.1808 | 1.4808 | 19.0153 | 30.9229 | 84.4054 | 117.715 | 8.1808 | 1.4808 | 19.0153
U | d081d | 22.4304 | 66.689 | 115 | 7.8074 | 1.4808 | 16.9645 | 30.9229 | 84.4054 | 117.715 | 8.1808 | 1.4808 | 19.0153 | 30.9229 | 84.4054 | 117.715 | 8.1808 | 1.4808 | 19.0153
U | d081e | 22.7984 | 68.6612 | 115.035 | 7.8088 | 1.4808 | 17.7847 | 30.9229 | 84.4054 | 117.715 | 8.1808 | 1.4808 | 19.0153 | 30.9229 | 84.4054 | 117.715 | 8.1808 | 1.4808 | 19.0153
U | d081f | 25.0118 | 73.0935 | 116.492 | 7.8155 | 1.4808 | 18.2992 | 30.9229 | 84.4054 | 117.715 | 8.1808 | 1.4808 | 19.0153 | 30.9229 | 84.4054 | 117.715 | 8.1808 | 1.4808 | 19.0153
U | d081g | 28.3187 | 79.635 | 117.343 | 7.8233 | 1.4808 | 19.0153 | 30.9229 | 84.4054 | 117.715 | 8.1808 | 1.4808 | 19.0153 | 30.9229 | 84.4054 | 117.715 | 8.1808 | 1.4808 | 19.0153
U | d081h | 30.7331 | 82.7305 | 117.715 | 7.8331 | 1.4808 | 19.0153 | 30.9229 | 84.4054 | 117.715 | 8.1808 | 1.4808 | 19.0153 | 30.9229 | 84.4054 | 117.715 | 8.1808 | 1.4808 | 19.0153
U | d081i | 30.9165 | 82.2661 | 117.715 | 7.8349 | 1.4808 | 19.0153 | 30.9229 | 84.4054 | 117.715 | 8.1808 | 1.4808 | 19.0153 | 30.9229 | 84.4054 | 117.715 | 8.1808 | 1.4808 | 19.0153
U | d081j | 30.9229 | 80.3934 | 117.358 | 7.8324 | 1.4808 | 19.0153 | 30.9229 | 84.4054 | 117.715 | 8.1808 | 1.4808 | 19.0153 | 30.9229 | 84.4054 | 117.715 | 8.1808 | 1.4808 | 19.0153
U | d081k | 30.9229 | 77.6726 | 117.334 | 7.8301 | 1.4808 | 19.0153 | 30.9229 | 84.4054 | 117.715 | 8.1808 | 1.4808 | 19.0153 | 30.9229 | 84.4054 | 117.715 | 8.1808 | 1.4808 | 19.0153
U | d081l | 30.9229 | 78.9861 | 117.353 | 7.8324 | 1.4808 | 19.0153 | 30.9229 | 84.4054 | 117.715 | 8.1808 | 1.4808 | 19.0153 | 30.9229 | 84.4054 | 117.715 | 8.1808 | 1.4808 | 19.0153
U | d081m | 30.9229 | 79.1315 | 117.356 | 7.8324 | 1.4808 | 19.0153 | 30.9229 | 84.4054 | 117.715 | 8.1808 | 1.4808 | 19.0153 | 30.9229 | 84.4054 | 117.715 | 8.1808 | 1.4808 | 19.0153
U | d081n | 30.9229 | 82.2172 | 117.413 | 7.837 | 1.4808 | 19.0153 | 30.9229 | 84.4054 | 117.715 | 8.1808 | 1.4808 | 19.0153 | 30.9229 | 84.4054 | 117.715 | 8.1808 | 1.4808 | 19.0153
U | d081o | 30.9229 | 82.4908 | 117.581 | 7.8371 | 1.4808 | 19.0153 | 30.9229 | 84.4054 | 117.715 | 8.1808 | 1.4808 | 19.0153 | 30.9229 | 84.4054 | 117.715 | 8.1808 | 1.4808 | 19.0153
U | d081p | 30.9229 | 83.2672 | 117.715 | 7.8426 | 1.4808 | 19.0153 | 30.9229 | 84.4054 | 117.715 | 8.1808 | 1.4808 | 19.0153 | 30.9229 | 84.4054 | 117.715 | 8.1808 | 1.4808 | 19.0153
U | d081q | 30.9229 | 84.4054 | 117.715 | 8.0586 | 1.4808 | 19.0153 | 30.9229 | 84.4054 | 117.715 | 8.1808 | 1.4808 | 19.0153 | 30.9229 | 84.4054 | 117.715 | 8.1808 | 1.4808 | 19.0153
U | d081r | 30.9229 | 83.7451 | 117.715 | 7.8389 | 1.4808 | 19.0153 | 30.9229 | 84.4054 | 117.715 | 8.1808 | 1.4808 | 19.0153 | 30.9229 | 84.4054 | 117.715 | 8.1808 | 1.4808 | 19.0153
U | d081s | 30.9229 | 82.958 | 117.715 | 7.8309 | 1.4808 | 19.0153 | 30.9229 | 84.4054 | 117.715 | 8.1808 | 1.4808 | 19.0153 | 30.9229 | 84.4054 | 117.715 | 8.1808 | 1.4808 | 19.0153
U | d081t | 30.9229 | 81.0918 | 117.373 | 7.8248 | 1.4808 | 19.0153 | 30.9229 | 84.4054 | 117.715 | 8.1808 | 1.4808 | 19.0153 | 30.9229 | 84.4054 | 117.715 | 8.1808 | 1.4808 | 19.0153
U | d081u | 30.2966 | 74.5163 | 116.937 | 7.8189 | 1.4808 | 18.6243 | 30.9229 | 84.4054 | 117.715 | 8.1808 | 1.4808 | 19.0153 | 30.9229 | 84.4054 | 117.715 | 8.1808 | 1.4808 | 19.0153
U | d081v | 29.3808 | 69.2239 | 116.596 | 7.8141 | 1.4808 | 17.4218 | 30.9229 | 84.4054 | 117.715 | 8.1808 | 1.4808 | 19.0153 | 30.9229 | 84.4054 | 117.715 | 8.1808 | 1.4808 | 19.0153
U | d081x | 28.0196 | 62.2975 | 112.759 | 7.8053 | 1.4808 | 16.4581 | 30.9229 | 84.4054 | 117.715 | 8.1808 | 1.4808 | 19.0153 | 30.9229 | 84.4054 | 117.715 | 8.1808 | 1.4808 | 19.0153
U | d081y | 27.0086 | 60.1537 | 111.338 | 7.8016 | 1.4808 | 16.0013 | 30.9229 | 84.4054 | 117.715 | 8.1808 | 1.4808 | 19.0153 | 30.9229 | 84.4054 | 117.715 | 8.1808 | 1.4808 | 19.0153
U | d082a | 26.3726 | 57.7325 | 111.198 | 7.7996 | 1.4808 | 15.9591 | 30.9229 | 84.4054 | 117.715 | 8.1808 | 1.4808 | 19.0153 | 30.9229 | 84.4054 | 117.715 | 8.1808 | 1.4808 | 19.0153
U | d082b | 25.8784 | 56.8449 | 111.3 | 7.7991 | 1.4808 | 15.7016 | 30.9229 | 84.4054 | 117.715 | 8.1808 | 1.4808 | 19.0153 | 30.9229 | 84.4054 | 117.715 | 8.1808 | 1.4808 | 19.0153
U | d082c | 25.769 | 59.335 | 113.198 | 7.7999 | 1.4808 | 15.7751 | 30.9229 | 84.4054 | 117.715 | 8.1808 | 1.4808 | 19.0153 | 30.9229 | 84.4054 | 117.715 | 8.1808 | 1.4808 | 19.0153
U | d082d | 25.5683 | 60.6669 | 114.555 | 7.8026 | 1.4808 | 16.1083 | 30.9229 | 84.4054 | 117.715 | 8.1808 | 1.4808 | 19.0153 | 30.9229 | 84.4054 | 117.715 | 8.1808 | 1.4808 | 19.0153
U | d082e | 26.0386 | 62.2715 | 114.827 | 7.8047 | 1.4808 | 17.1426 | 30.9229 | 84.4054 | 117.715 | 8.1808 | 1.4808 | 19.0153 | 30.9229 | 84.4054 | 117.715 | 8.1808 | 1.4808 | 19.0153
U | d082f | 27.4863 | 64.5628 | 116.177 | 7.8123 | 1.4808 | 17.8788 | 30.9229 | 84.4054 | 117.715 | 8.1808 | 1.4808 | 19.0153 | 30.9229 | 84.4054 | 117.715 | 8.1808 | 1.4808 | 19.0153
U | d082g | 29.8045 | 71.8538 | 117.715 | 7.8201 | 1.4808 | 18.9751 | 30.9229 | 84.4054 | 117.715 | 8.1808 | 1.4808 | 19.0153 | 30.9229 | 84.4054 | 117.715 | 8.1808 | 1.4808 | 19.0153
U | d082h | 30.9229 | 76.0893 | 117.715 | 7.8271 | 1.4808 | 19.0153 | 30.9229 | 84.4054 | 117.715 | 8.1808 | 1.4808 | 19.0153 | 30.9229 | 84.4054 | 117.715 | 8.1808 | 1.4808 | 19.0153
U | d082i | 30.9229 | 75.566 | 117.715 | 7.8287 | 1.4808 | 19.0153 | 30.9229 | 84.4054 | 117.715 | 8.1808 | 1.4808 | 19.0153 | 30.9229 | 84.4054 | 117.715 | 8.1808 | 1.4808 | 19.0153
U | d082j | 30.9229 | 72.2444 | 117.715 | 7.8289 | 1.4808 | 19.0153 | 30.9229 | 84.4054 | 117.715 | 8.1808 | 1.4808 | 19.0153 | 30.9229 | 84.4054 | 117.715 | 8.1808 | 1.4808 | 19.0153
U | d082k | 30.9229 | 72.8633 | 117.715 | 7.8323 | 1.4808 | 19.0153 | 30.9229 | 84.4054 | 117.715 | 8.1808 | 1.4808 | 19.0153 | 30.9229 | 84.4054 | 117.715 | 8.1808 | 1.4808 | 19.0153
U | d082l | 30.567 | 68.6392 | 117.715 | 7.8303 | 1.4808 | 19.0153 | 30.9229 | 84.4054 | 117.715 | 8.1808 | 1.4808 | 19.0153 | 30.9229 | 84.4054 | 117.715 | 8.1808 | 1.4808 | 19.0153
U | d082m | 30.7772 | 70.851 | 117.715 | 7.832 | 1.4808 | 19.0153 | 30.9229 | 84.4054 | 117.715 | 8.1808 | 1.4808 | 19.0153 | 30.9229 | 84.4054 | 117.715 | 8.1808 | 1.4808 | 19.0153
U | d082n | 30.7689 | 72.1363 | 117.715 | 7.8341 | 1.4808 | 19.0153 | 30.9229 | 84.4054 | 117.715 | 8.1808 | 1.4808 | 19.0153 | 30.9229 | 84.4054 | 117.715 | 8.1808 | 1.4808 | 19.0153
U | d082o | 30.7343 | 74.1964 | 117.715 | 7.8377 | 1.4808 | 19.0153 | 30.9229 | 84.4054 | 117.715 | 8.1808 | 1.4808 | 19.0153 | 30.9229 | 84.4054 | 117.715 | 8.1808 | 1.4808 | 19.0153
U | d082p | 30.8262 | 77.9492 | 117.715 | 7.842 | 1.4808 | 19.0153 | 30.9229 | 84.4054 | 117.715 | 8.1808 | 1.4808 | 19.0153 | 30.9229 | 84.4054 | 117.715 | 8.1808 | 1.4808 | 19.0153
U | d082q | 30.6507 | 77.6951 | 117.715 | 7.84 | 1.4808 | 19.0153 | 30.9229 | 84.4054 | 117.715 | 8.1808 | 1.4808 | 19.0153 | 30.9229 | 84.4054 | 117.715 | 8.1808 | 1.4808 | 19.0153
U | d082r | 30.6487 | 77.6526 | 117.715 | 7.8402 | 1.4808 | 19.0153 | 30.9229 | 84.4054 | 117.715 | 8.1808 | 1.4808 | 19.0153 | 30.9229 | 84.4054 | 117.715 | 8.1808 | 1.4808 | 19.0153
U | d082s | 30.0594 | 72.9256 | 117.715 | 7.8347 | 1.4808 | 19.0153 | 30.9229 | 84.4054 | 117.715 | 8.1808 | 1.4808 | 19.0153 | 30.9229 | 84.4054 | 117.715 | 8.1808 | 1.4808 | 19.0153
U | d082t | 29.6187 | 70.6243 | 117.715 | 7.8351 | 1.4808 | 19.0153 | 30.9229 | 84.4054 | 117.715 | 8.1808 | 1.4808 | 19.0153 | 30.9229 | 84.4054 | 117.715 | 8.1808 | 1.4808 | 19.0153
U | d082u | 24.6638 | 58.2189 | 114.732 | 7.8237 | 1.4808 | 18.8745 | 30.9229 | 84.4054 | 117.715 | 8.1808 | 1.4808 | 19.0153 | 30.9229 | 84.4054 | 117.715 | 8.1808 | 1.4808 | 19.0153
U | d082v | 24.4562 | 58.8232 | 115.193 | 7.8213 | 1.4808 | 18.5223 | 30.9229 | 84.4054 | 117.715 | 8.1808 | 1.4808 | 19.0153 | 30.9229 | 84.4054 | 117.715 | 8.1808 | 1.4808 | 19.0153
U | d082x | 21.6328 | 49.0572 | 108.407 | 7.8111 | 1.4808 | 17.5607 | 30.9229 | 84.4054 | 117.715 | 8.1808 | 1.4808 | 19.0153 | 30.9229 | 84.4054 | 117.715 | 8.1808 | 1.4808 | 19.0153
U | d082y | 21.004 | 49.7935 | 107.816 | 7.8084 | 1.4808 | 17.528 | 30.9229 | 84.4054 | 117.715 | 8.1808 | 1.4808 | 19.0153 | 30.9229 | 84.4054 | 117.715 | 8.1808 | 1.4808 | 19.0153
U | d083a | 19.6737 | 47.0425 | 105.276 | 7.806 | 1.4808 | 17.3662 | 30.9229 | 84.4054 | 117.715 | 8.1808 | 1.4808 | 19.0153 | 30.9229 | 84.4054 | 117.715 | 8.1808 | 1.4808 | 19.0153
U | d083b | 19.7123 | 48.517 | 106.605 | 7.8056 | 1.4808 | 17.2266 | 30.9229 | 84.4054 | 117.715 | 8.1808 | 1.4808 | 19.0153 | 30.9229 | 84.4054 | 117.715 | 8.1808 | 1.4808 | 19.0153
U | d083c | 19.7669 | 52.0397 | 109.64 | 7.8054 | 1.4808 | 17.1807 | 30.9229 | 84.4054 | 117.715 | 8.1808 | 1.4808 | 19.0153 | 30.9229 | 84.4054 | 117.715 | 8.1808 | 1.4808 | 19.0153
U | d083d | 19.8031 | 55.9673 | 112.371 | 7.8067 | 1.4808 | 17.3246 | 30.9229 | 84.4054 | 117.715 | 8.1808 | 1.4808 | 19.0153 | 30.9229 | 84.4054 | 117.715 | 8.1808 | 1.4808 | 19.0153
U | d083e | 20.3746 | 59.4905 | 112.9 | 7.8081 | 1.4808 | 18.0209 | 30.9229 | 84.4054 | 117.715 | 8.1808 | 1.4808 | 19.0153 | 30.9229 | 84.4054 | 117.715 | 8.1808 | 1.4808 | 19.0153
U | d083f | 22.2834 | 63.4811 | 114.616 | 7.8147 | 1.4808 | 18.4145 | 30.9229 | 84.4054 | 117.715 | 8.1808 | 1.4808 | 19.0153 | 30.9229 | 84.4054 | 117.715 | 8.1808 | 1.4808 | 19.0153
U | d083g | 25.0884 | 69.9198 | 115.936 | 7.8213 | 1.4808 | 19.0153 | 30.9229 | 84.4054 | 117.715 | 8.1808 | 1.4808 | 19.0153 | 30.9229 | 84.4054 | 117.715 | 8.1808 | 1.4808 | 19.0153
U | d083h | 27.2966 | 71.2468 | 116.159 | 7.828 | 1.4808 | 19.0153 | 30.9229 | 84.4054 | 117.715 | 8.1808 | 1.4808 | 19.0153 | 30.9229 | 84.4054 | 117.715 | 8.1808 | 1.4808 | 19.0153
U | d083i | 28.6892 | 73.2918 | 116.32 | 7.8321 | 1.4808 | 19.0153 | 30.9229 | 84.4054 | 117.715 | 8.1808 | 1.4808 | 19.0153 | 30.9229 | 84.4054 | 117.715 | 8.1808 | 1.4808 | 19.0153
U | d083j | 28.9327 | 70.1205 | 116.127 | 7.8338 | 1.4808 | 19.0153 | 30.9229 | 84.4054 | 117.715 | 8.1808 | 1.4808 | 19.0153 | 30.9229 | 84.4054 | 117.715 | 8.1808 | 1.4808 | 19.0153
U | d083k | 29.9113 | 73.6119 | 116.135 | 7.8355 | 1.4808 | 19.0153 | 30.9229 | 84.4054 | 117.715 | 8.1808 | 1.4808 | 19.0153 | 30.9229 | 84.4054 | 117.715 | 8.1808 | 1.4808 | 19.0153
U | d083l | 30.3317 | 74.2486 | 116.258 | 7.8377 | 1.4808 | 19.0153 | 30.9229 | 84.4054 | 117.715 | 8.1808 | 1.4808 | 19.0153 | 30.9229 | 84.4054 | 117.715 | 8.1808 | 1.4808 | 19.0153
U | d083m | 30.5994 | 77.0182 | 116.373 | 7.8388 | 1.4808 | 19.0153 | 30.9229 | 84.4054 | 117.715 | 8.1808 | 1.4808 | 19.0153 | 30.9229 | 84.4054 | 117.715 | 8.1808 | 1.4808 | 19.0153
U | d083n | 30.7259 | 79.2918 | 116.671 | 7.84 | 1.4808 | 19.0153 | 30.9229 | 84.4054 | 117.715 | 8.1808 | 1.4808 | 19.0153 | 30.9229 | 84.4054 | 117.715 | 8.1808 | 1.4808 | 19.0153
U | d083o | 30.593 | 80.0231 | 116.845 | 7.8386 | 1.4808 | 19.0153 | 30.9229 | 84.4054 | 117.715 | 8.1808 | 1.4808 | 19.0153 | 30.9229 | 84.4054 | 117.715 | 8.1808 | 1.4808 | 19.0153
U | d083p | 30.9229 | 82.2112 | 117.715 | 7.8445 | 1.4808 | 19.0153 | 30.9229 | 84.4054 | 117.715 | 8.1808 | 1.4808 | 19.0153 | 30.9229 | 84.4054 | 117.715 | 8.1808 | 1.4808 | 19.0153
U | d083q | 30.9229 | 82.4529 | 117.715 | 7.844 | 1.4808 | 19.0153 | 30.9229 | 84.4054 | 117.715 | 8.1808 | 1.4808 | 19.0153 | 30.9229 | 84.4054 | 117.715 | 8.1808 | 1.4808 | 19.0153
U | d083r | 30.9229 | 81.4817 | 117.138 | 7.8401 | 1.4808 | 19.0153 | 30.9229 | 84.4054 | 117.715 | 8.1808 | 1.4808 | 19.0153 | 30.9229 | 84.4054 | 117.715 | 8.1808 | 1.4808 | 19.0153
U | d083s | 30.8777 | 78.6229 | 116.38 | 7.837 | 1.4808 | 19.0153 | 30.9229 | 84.4054 | 117.715 | 8.1808 | 1.4808 | 19.0153 | 30.9229 | 84.4054 | 117.715 | 8.1808 | 1.4808 | 19.0153
U | d083t | 30.6623 | 73.039 | 115.384 | 7.8339 | 1.4808 | 19.0153 | 30.9229 | 84.4054 | 117.715 | 8.1808 | 1.4808 | 19.0153 | 30.9229 | 84.4054 | 117.715 | 8.1808 | 1.4808 | 19.0153
U | d083u | 29.2536 | 64.0077 | 112.149 | 7.8266 | 1.4808 | 19.0153 | 30.9229 | 84.4054 | 117.715 | 8.1808 | 1.4808 | 19.0153 | 30.9229 | 84.4054 | 117.715 | 8.1808 | 1.4808 | 19.0153
U | d083v | 28.096 | 56.4396 | 107.45 | 7.8222 | 1.4808 | 18.2768 | 30.9229 | 84.4054 | 117.715 | 8.1808 | 1.4808 | 19.0153 | 30.9229 | 84.4054 | 117.715 | 8.1808 | 1.4808 | 19.0153
U | d083x | 26.9821 | 51.3968 | 101.311 | 7.8134 | 1.4808 | 17.7911 | 30.9229 | 84.4054 | 117.715 | 8.1808 | 1.4808 | 19.0153 | 30.9229 | 84.4054 | 117.715 | 8.1808 | 1.4808 | 19.0153
U | d083y | 25.8867 | 48.6235 | 98.1452 | 7.8117 | 1.4808 | 17.6554 | 30.9229 | 84.4054 | 117.715 | 8.1808 | 1.4808 | 19.0153 | 30.9229 | 84.4054 | 117.715 | 8.1808 | 1.4808 | 19.0153
U | d084a | 24.9247 | 46.477 | 96.4024 | 7.8111 | 1.4808 | 17.7328 | 30.9229 | 84.4054 | 117.715 | 8.1808 | 1.4808 | 19.0153 | 30.9229 | 84.4054 | 117.715 | 8.1808 | 1.4808 | 19.0153
U | d084b | 24.545 | 46.231 | 97.0977 | 7.8102 | 1.4808 | 17.597 | 30.9229 | 84.4054 | 117.715 | 8.1808 | 1.4808 | 19.0153 | 30.9229 | 84.4054 | 117.715 | 8.1808 | 1.4808 | 19.0153
U | d084c | 24.4166 | 48.6868 | 101.017 | 7.8098 | 1.4808 | 17.6337 | 30.9229 | 84.4054 | 117.715 | 8.1808 | 1.4808 | 19.0153 | 30.9229 | 84.4054 | 117.715 | 8.1808 | 1.4808 | 19.0153
U | d084d | 24.2604 | 51.7023 | 104.885 | 7.8104 | 1.4808 | 17.8269 | 30.9229 | 84.4054 | 117.715 | 8.1808 | 1.4808 | 19.0153 | 30.9229 | 84.4054 | 117.715 | 8.1808 | 1.4808 | 19.0153
U | d084e | 24.512 | 55.308 | 106.127 | 7.812 | 1.4808 | 18.4367 | 30.9229 | 84.4054 | 117.715 | 8.1808 | 1.4808 | 19.0153 | 30.9229 | 84.4054 | 117.715 | 8.1808 | 1.4808 | 19.0153
U | d084f | 25.5488 | 58.8449 | 108.863 | 7.8142 | 1.4808 | 18.558 | 30.9229 | 84.4054 | 117.715 | 8.1808 | 1.4808 | 19.0153 | 30.9229 | 84.4054 | 117.715 | 8.1808 | 1.4808 | 19.0153
U | d084g | 26.7175 | 63.9584 | 112.108 | 7.8167 | 1.4808 | 18.7125 | 30.9229 | 84.4054 | 117.715 | 8.1808 | 1.4808 | 19.0153 | 30.9229 | 84.4054 | 117.715 | 8.1808 | 1.4808 | 19.0153
U | d084h | 27.3997 | 65.8139 | 113.331 | 7.819 | 1.4808 | 18.8608 | 30.9229 | 84.4054 | 117.715 | 8.1808 | 1.4808 | 19.0153 | 30.9229 | 84.4054 | 117.715 | 8.1808 | 1.4808 | 19.0153
U | d084i | 27.3141 | 64.8827 | 112.722 | 7.8197 | 1.4808 | 19.0153 | 30.9229 | 84.4054 | 117.715 | 8.1808 | 1.4808 | 19.0153 | 30.9229 | 84.4054 | 117.715 | 8.1808 | 1.4808 | 19.0153
U | d084j | 28.3292 | 63.5958 | 112.22 | 7.8214 | 1.4808 | 19.0153 | 30.9229 | 84.4054 | 117.715 | 8.1808 | 1.4808 | 19.0153 | 30.9229 | 84.4054 | 117.715 | 8.1808 | 1.4808 | 19.0153
U | d084k | 29.5521 | 65.7849 | 112.063 | 7.8223 | 1.4808 | 19.0153 | 30.9229 | 84.4054 | 117.715 | 8.1808 | 1.4808 | 19.0153 | 30.9229 | 84.4054 | 117.715 | 8.1808 | 1.4808 | 19.0153
U | d084l | 30.5938 | 68.9481 | 113.523 | 7.8245 | 1.4808 | 19.0153 | 30.9229 | 84.4054 | 117.715 | 8.1808 | 1.4808 | 19.0153 | 30.9229 | 84.4054 | 117.715 | 8.1808 | 1.4808 | 19.0153
U | d084m | 30.9062 | 76.5608 | 115.488 | 7.8274 | 1.4808 | 19.0153 | 30.9229 | 84.4054 | 117.715 | 8.1808 | 1.4808 | 19.0153 | 30.9229 | 84.4054 | 117.715 | 8.1808 | 1.4808 | 19.0153
U | d084n | 30.6971 | 72.2769 | 114.271 | 7.8235 | 1.4808 | 19.0153 | 30.9229 | 84.4054 | 117.715 | 8.1808 | 1.4808 | 19.0153 | 30.9229 | 84.4054 | 117.715 | 8.1808 | 1.4808 | 19.0153
U | d084o | 30.3488 | 72.6733 | 114.459 | 7.8214 | 1.4808 | 19.0153 | 30.9229 | 84.4054 | 117.715 | 8.1808 | 1.4808 | 19.0153 | 30.9229 | 84.4054 | 117.715 | 8.1808 | 1.4808 | 19.0153
U | d084p | 30.5456 | 76.194 | 115.576 | 7.8228 | 1.4808 | 19.0153 | 30.9229 | 84.4054 | 117.715 | 8.1808 | 1.4808 | 19.0153 | 30.9229 | 84.4054 | 117.715 | 8.1808 | 1.4808 | 19.0153
U | d084q | 30.8647 | 80.3703 | 116.911 | 7.8242 | 1.4808 | 19.0153 | 30.9229 | 84.4054 | 117.715 | 8.1808 | 1.4808 | 19.0153 | 30.9229 | 84.4054 | 117.715 | 8.1808 | 1.4808 | 19.0153
U | d084r | 30.6432 | 80.3432 | 116.605 | 7.822 | 1.4808 | 19.0153 | 30.9229 | 84.4054 | 117.715 | 8.1808 | 1.4808 | 19.0153 | 30.9229 | 84.4054 | 117.715 | 8.1808 | 1.4808 | 19.0153
U | d084s | 30.0099 | 77.9099 | 115.611 | 7.8202 | 1.4808 | 19.0153 | 30.9229 | 84.4054 | 117.715 | 8.1808 | 1.4808 | 19.0153 | 30.9229 | 84.4054 | 117.715 | 8.1808 | 1.4808 | 19.0153
U | d084t | 28.6809 | 73.1843 | 113.975 | 7.8183 | 1.4808 | 18.9149 | 30.9229 | 84.4054 | 117.715 | 8.1808 | 1.4808 | 19.0153 | 30.9229 | 84.4054 | 117.715 | 8.1808 | 1.4808 | 19.0153
U | d084u | 27.4549 | 64.2994 | 108.802 | 7.8134 | 1.4808 | 18.4105 | 30.9229 | 84.4054 | 117.715 | 8.1808 | 1.4808 | 19.0153 | 30.9229 | 84.4054 | 117.715 | 8.1808 | 1.4808 | 19.0153
U | d084v | 26.0927 | 56.7268 | 102.336 | 7.8095 | 1.4808 | 17.3937 | 30.9229 | 84.4054 | 117.715 | 8.1808 | 1.4808 | 19.0153 | 30.9229 | 84.4054 | 117.715 | 8.1808 | 1.4808 | 19.0153
U | d084x | 24.653 | 50.7732 | 93.4095 | 7.8011 | 1.4808 | 16.9222 | 30.9229 | 84.4054 | 117.715 | 8.1808 | 1.4808 | 19.0153 | 30.9229 | 84.4054 | 117.715 | 8.1808 | 1.4808 | 19.0153
U | d084y | 23.8022 | 46.6535 | 88.9593 | 7.7983 | 1.4808 | 16.4467 | 30.9229 | 84.4054 | 117.715 | 8.1808 | 1.4808 | 19.0153 | 30.9229 | 84.4054 | 117.715 | 8.1808 | 1.4808 | 19.0153
U | d085a | 22.9968 | 44.4441 | 87.2075 | 7.7965 | 1.4808 | 16.363 | 30.9229 | 84.4054 | 117.715 | 8.1808 | 1.4808 | 19.0153 | 30.9229 | 84.4054 | 117.715 | 8.1808 | 1.4808 | 19.0153
U | d085b | 22.6242 | 44.4074 | 87.8004 | 7.7964 | 1.4808 | 16.1111 | 30.9229 | 84.4054 | 117.715 | 8.1808 | 1.4808 | 19.0153 | 30.9229 | 84.4054 | 117.715 | 8.1808 | 1.4808 | 19.0153
U | d085c | 22.5345 | 46.9442 | 92.0383 | 7.7973 | 1.4808 | 15.8824 | 30.9229 | 84.4054 | 117.715 | 8.1808 | 1.4808 | 19.0153 | 30.9229 | 84.4054 | 117.715 | 8.1808 | 1.4808 | 19.0153
U | d085d | 22.5772 | 48.4534 | 94.5854 | 7.7991 | 1.4808 | 16.0106 | 30.9229 | 84.4054 | 117.715 | 8.1808 | 1.4808 | 19.0153 | 30.9229 | 84.4054 | 117.715 | 8.1808 | 1.4808 | 19.0153
U | d085e | 22.5777 | 48.864 | 94.233 | 7.8009 | 1.4808 | 16.1763 | 30.9229 | 84.4054 | 117.715 | 8.1808 | 1.4808 | 19.0153 | 30.9229 | 84.4054 | 117.715 | 8.1808 | 1.4808 | 19.0153
U | d085f | 20.8173 | 49.2991 | 93.42 | 7.802 | 1.4808 | 16.4053 | 30.9229 | 84.4054 | 117.715 | 8.1808 | 1.4808 | 19.0153 | 30.9229 | 84.4054 | 117.715 | 8.1808 | 1.4808 | 19.0153
U | d085g | 23.0487 | 54.7987 | 98.6692 | 7.8066 | 1.4808 | 17.3098 | 30.9229 | 84.4054 | 117.715 | 8.1808 | 1.4808 | 19.0153 | 30.9229 | 84.4054 | 117.715 | 8.1808 | 1.4808 | 19.0153
U | d085h | 24.6809 | 59.3103 | 102.997 | 7.8118 | 1.4808 | 18.0528 | 30.9229 | 84.4054 | 117.715 | 8.1808 | 1.4808 | 19.0153 | 30.9229 | 84.4054 | 117.715 | 8.1808 | 1.4808 | 19.0153
U | d085i | 24.8004 | 53.6846 | 97.0777 | 7.8134 | 1.4808 | 17.8808 | 30.9229 | 84.4054 | 117.715 | 8.1808 | 1.4808 | 19.0153 | 30.9229 | 84.4054 | 117.715 | 8.1808 | 1.4808 | 19.0153
U | d085j | 24.5727 | 51.7003 | 94.8669 | 7.8138 | 1.4808 | 17.7821 | 30.9229 | 84.4054 | 117.715 | 8.1808 | 1.4808 | 19.0153 | 30.9229 | 84.4054 | 117.715 | 8.1808 | 1.4808 | 19.0153
U | d085k | 23.9624 | 50.6673 | 93.4671 | 7.8142 | 1.4808 | 17.6027 | 30.9229 | 84.4054 | 117.715 | 8.1808 | 1.4808 | 19.0153 | 30.9229 | 84.4054 | 117.715 | 8.1808 | 1.4808 | 19.0153
U | d085l | 26.584 | 58.0831 | 100.937 | 7.818 | 1.4808 | 18.351 | 30.9229 | 84.4054 | 117.715 | 8.1808 | 1.4808 | 19.0153 | 30.9229 | 84.4054 | 117.715 | 8.1808 | 1.4808 | 19.0153
U | d085m | 26.6155 | 57.5458 | 99.2955 | 7.8178 | 1.4808 | 18.1403 | 30.9229 | 84.4054 | 117.715 | 8.1808 | 1.4808 | 19.0153 | 30.9229 | 84.4054 | 117.715 | 8.1808 | 1.4808 | 19.0153
U | d085n | 27.9164 | 62.6815 | 105.396 | 7.8195 | 1.4808 | 18.4965 | 30.9229 | 84.4054 | 117.715 | 8.1808 | 1.4808 | 19.0153 | 30.9229 | 84.4054 | 117.715 | 8.1808 | 1.4808 | 19.0153
U | d085o | 28.8982 | 65.7393 | 108.475 | 7.8221 | 1.4808 | 18.8573 | 30.9229 | 84.4054 | 117.715 | 8.1808 | 1.4808 | 19.0153 | 30.9229 | 84.4054 | 117.715 | 8.1808 | 1.4808 | 19.0153
U | d085p | 30.4369 | 73.9665 | 111.938 | 7.8269 | 1.4808 | 19.0153 | 30.9229 | 84.4054 | 117.715 | 8.1808 | 1.4808 | 19.0153 | 30.9229 | 84.4054 | 117.715 | 8.1808 | 1.4808 | 19.0153
U | d085q | 30.4641 | 77.0454 | 113.544 | 7.827 | 1.4808 | 19.0153 | 30.9229 | 84.4054 | 117.715 | 8.1808 | 1.4808 | 19.0153 | 30.9229 | 84.4054 | 117.715 | 8.1808 | 1.4808 | 19.0153
U | d085r | 30.9058 | 79.7768 | 115.552 | 7.8265 | 1.4808 | 19.0153 | 30.9229 | 84.4054 | 117.715 | 8.1808 | 1.4808 | 19.0153 | 30.9229 | 84.4054 | 117.715 | 8.1808 | 1.4808 | 19.0153
U | d085s | 29.5008 | 74.4201 | 112.618 | 7.8221 | 1.4808 | 18.9373 | 30.9229 | 84.4054 | 117.715 | 8.1808 | 1.4808 | 19.0153 | 30.9229 | 84.4054 | 117.715 | 8.1808 | 1.4808 | 19.0153
U | d085t | 29.2138 | 72.4992 | 111.957 | 7.8217 | 1.4808 | 18.9694 | 30.9229 | 84.4054 | 117.715 | 8.1808 | 1.4808 | 19.0153 | 30.9229 | 84.4054 | 117.715 | 8.1808 | 1.4808 | 19.0153
U | d085u | 27.467 | 63.7043 | 104.907 | 7.818 | 1.4808 | 17.8179 | 30.9229 | 84.4054 | 117.715 | 8.1808 | 1.4808 | 19.0153 | 30.9229 | 84.4054 | 117.715 | 8.1808 | 1.4808 | 19.0153
U | d085v | 26.3545 | 59.3046 | 100.581 | 7.8148 | 1.4808 | 16.2882 | 30.9229 | 84.4054 | 117.715 | 8.1808 | 1.4808 | 19.0153 | 30.9229 | 84.4054 | 117.715 | 8.1808 | 1.4808 | 19.0153
U | d085x | 24.8643 | 59.5564 | 96.6074 | 7.8086 | 1.4808 | 15.5082 | 30.9229 | 84.4054 | 117.715 | 8.1808 | 1.4808 | 19.0153 | 30.9229 | 84.4054 | 117.715 | 8.1808 | 1.4808 | 19.0153
U | d085y | 23.5944 | 57.1281 | 92.4671 | 7.8057 | 1.4808 | 14.992 | 30.9229 | 84.4054 | 117.715 | 8.1808 | 1.4808 | 19.0153 | 30.9229 | 84.4054 | 117.715 | 8.1808 | 1.4808 | 19.0153
U | d086a | 22.675 | 56.1527 | 91.318 | 7.8036 | 1.4808 | 14.9164 | 30.9229 | 84.4054 | 117.715 | 8.1808 | 1.4808 | 19.0153 | 30.9229 | 84.4054 | 117.715 | 8.1808 | 1.4808 | 19.0153
U | d086b | 22.6164 | 56.7175 | 92.3087 | 7.8031 | 1.4808 | 14.7376 | 30.9229 | 84.4054 | 117.715 | 8.1808 | 1.4808 | 19.0153 | 30.9229 | 84.4054 | 117.715 | 8.1808 | 1.4808 | 19.0153
U | d086c | 23.1196 | 60.2954 | 96.2999 | 7.8025 | 1.4808 | 14.6639 | 30.9229 | 84.4054 | 117.715 | 8.1808 | 1.4808 | 19.0153 | 30.9229 | 84.4054 | 117.715 | 8.1808 | 1.4808 | 19.0153
U | d086d | 23.5997 | 63.0275 | 99.0579 | 7.8034 | 1.4808 | 14.9176 | 30.9229 | 84.4054 | 117.715 | 8.1808 | 1.4808 | 19.0153 | 30.9229 | 84.4054 | 117.715 | 8.1808 | 1.4808 | 19.0153
U | d086e | 24.2476 | 64.3996 | 99.1748 | 7.805 | 1.4808 | 15.2514 | 30.9229 | 84.4054 | 117.715 | 8.1808 | 1.4808 | 19.0153 | 30.9229 | 84.4054 | 117.715 | 8.1808 | 1.4808 | 19.0153
U | d086f | 25.2716 | 68.1822 | 102.244 | 7.8092 | 1.4808 | 16.4219 | 30.9229 | 84.4054 | 117.715 | 8.1808 | 1.4808 | 19.0153 | 30.9229 | 84.4054 | 117.715 | 8.1808 | 1.4808 | 19.0153
U | d086g | 28.246 | 75.7598 | 110.113 | 7.8157 | 1.4808 | 18.2866 | 30.9229 | 84.4054 | 117.715 | 8.1808 | 1.4808 | 19.0153 | 30.9229 | 84.4054 | 117.715 | 8.1808 | 1.4808 | 19.0153
U | d086h | 30.728 | 79.9303 | 112.99 | 7.8237 | 1.4808 | 19.0153 | 30.9229 | 84.4054 | 117.715 | 8.1808 | 1.4808 | 19.0153 | 30.9229 | 84.4054 | 117.715 | 8.1808 | 1.4808 | 19.0153
U | d086i | 30.8034 | 79.4165 | 111.023 | 7.8267 | 1.4808 | 19.0153 | 30.9229 | 84.4054 | 117.715 | 8.1808 | 1.4808 | 19.0153 | 30.9229 | 84.4054 | 117.715 | 8.1808 | 1.4808 | 19.0153
U | d086j | 30.9229 | 79.9576 | 111.867 | 7.8315 | 1.4808 | 19.0153 | 30.9229 | 84.4054 | 117.715 | 8.1808 | 1.4808 | 19.0153 | 30.9229 | 84.4054 | 117.715 | 8.1808 | 1.4808 | 19.0153
U | d086k | 30.9229 | 79.4217 | 111.982 | 7.8315 | 1.4808 | 19.0153 | 30.9229 | 84.4054 | 117.715 | 8.1808 | 1.4808 | 19.0153 | 30.9229 | 84.4054 | 117.715 | 8.1808 | 1.4808 | 19.0153
U | d086l | 30.9229 | 80.557 | 112.59 | 7.8327 | 1.4808 | 19.0153 | 30.9229 | 84.4054 | 117.715 | 8.1808 | 1.4808 | 19.0153 | 30.9229 | 84.4054 | 117.715 | 8.1808 | 1.4808 | 19.0153
U | d086m | 30.9229 | 81.6698 | 113.869 | 7.8397 | 1.4808 | 19.0153 | 30.9229 | 84.4054 | 117.715 | 8.1808 | 1.4808 | 19.0153 | 30.9229 | 84.4054 | 117.715 | 8.1808 | 1.4808 | 19.0153
U | d086n | 30.9229 | 81.4976 | 113.755 | 7.8372 | 1.4808 | 19.0153 | 30.9229 | 84.4054 | 117.715 | 8.1808 | 1.4808 | 19.0153 | 30.9229 | 84.4054 | 117.715 | 8.1808 | 1.4808 | 19.0153
U | d086o | 30.9229 | 81.889 | 114.46 | 7.8391 | 1.4808 | 19.0153 | 30.9229 | 84.4054 | 117.715 | 8.1808 | 1.4808 | 19.0153 | 30.9229 | 84.4054 | 117.715 | 8.1808 | 1.4808 | 19.0153
U | d086p | 30.9229 | 83.184 | 116.121 | 7.8536 | 1.4808 | 19.0153 | 30.9229 | 84.4054 | 117.715 | 8.1808 | 1.4808 | 19.0153 | 30.9229 | 84.4054 | 117.715 | 8.1808 | 1.4808 | 19.0153
U | d086q | 30.9229 | 83.837 | 117.152 | 7.8576 | 1.4808 | 19.0153 | 30.9229 | 84.4054 | 117.715 | 8.1808 | 1.4808 | 19.0153 | 30.9229 | 84.4054 | 117.715 | 8.1808 | 1.4808 | 19.0153
U | d086r | 30.9229 | 83.7458 | 117.043 | 7.8524 | 1.4808 | 19.0153 | 30.9229 | 84.4054 | 117.715 | 8.1808 | 1.4808 | 19.0153 | 30.9229 | 84.4054 | 117.715 | 8.1808 | 1.4808 | 19.0153
U | d086s | 30.9229 | 83.3587 | 116.568 | 7.845 | 1.4808 | 19.0153 | 30.9229 | 84.4054 | 117.715 | 8.1808 | 1.4808 | 19.0153 | 30.9229 | 84.4054 | 117.715 | 8.1808 | 1.4808 | 19.0153
U | d086t | 30.7336 | 82.033 | 115.179 | 7.8346 | 1.4808 | 18.9408 | 30.9229 | 84.4054 | 117.715 | 8.1808 | 1.4808 | 19.0153 | 30.9229 | 84.4054 | 117.715 | 8.1808 | 1.4808 | 19.0153
U | d086u | 30.5967 | 80.7866 | 114.44 | 7.8319 | 1.4808 | 18.429 | 30.9229 | 84.4054 | 117.715 | 8.1808 | 1.4808 | 19.0153 | 30.9229 | 84.4054 | 117.715 | 8.1808 | 1.4808 | 19.0153
U | d086v | 29.9263 | 77.508 | 112.594 | 7.8247 | 1.4808 | 17.0029 | 30.9229 | 84.4054 | 117.715 | 8.1808 | 1.4808 | 19.0153 | 30.9229 | 84.4054 | 117.715 | 8.1808 | 1.4808 | 19.0153
U | d086x | 28.3698 | 74.4726 | 108.966 | 7.8167 | 1.4808 | 15.988 | 30.9229 | 84.4054 | 117.715 | 8.1808 | 1.4808 | 19.0153 | 30.9229 | 84.4054 | 117.715 | 8.1808 | 1.4808 | 19.0153
U | d086y | 27.0433 | 71.7205 | 105.427 | 7.8127 | 1.4808 | 15.4816 | 30.9229 | 84.4054 | 117.715 | 8.1808 | 1.4808 | 19.0153 | 30.9229 | 84.4054 | 117.715 | 8.1808 | 1.4808 | 19.0153
U | d087a | 25.9362 | 70.7203 | 104.73 | 7.8102 | 1.4808 | 15.3767 | 30.9229 | 84.4054 | 117.715 | 8.1808 | 1.4808 | 19.0153 | 30.9229 | 84.4054 | 117.715 | 8.1808 | 1.4808 | 19.0153
U | d087b | 25.8254 | 72.2814 | 106.655 | 7.8097 | 1.4808 | 15.3321 | 30.9229 | 84.4054 | 117.715 | 8.1808 | 1.4808 | 19.0153 | 30.9229 | 84.4054 | 117.715 | 8.1808 | 1.4808 | 19.0153
U | d087c | 25.8635 | 76.1541 | 110.892 | 7.81 | 1.4808 | 15.3433 | 30.9229 | 84.4054 | 117.715 | 8.1808 | 1.4808 | 19.0153 | 30.9229 | 84.4054 | 117.715 | 8.1808 | 1.4808 | 19.0153
U | d087d | 25.9833 | 79.3067 | 113.245 | 7.811 | 1.4808 | 15.6591 | 30.9229 | 84.4054 | 117.715 | 8.1808 | 1.4808 | 19.0153 | 30.9229 | 84.4054 | 117.715 | 8.1808 | 1.4808 | 19.0153
U | d087e | 26.7656 | 81.7426 | 114.311 | 7.8119 | 1.4808 | 16.8486 | 30.9229 | 84.4054 | 117.715 | 8.1808 | 1.4808 | 19.0153 | 30.9229 | 84.4054 | 117.715 | 8.1808 | 1.4808 | 19.0153
U | d087f | 28.6658 | 82.9422 | 115.741 | 7.8165 | 1.4808 | 17.5819 | 30.9229 | 84.4054 | 117.715 | 8.1808 | 1.4808 | 19.0153 | 30.9229 | 84.4054 | 117.715 | 8.1808 | 1.4808 | 19.0153
U | d087g | 30.9229 | 84.4054 | 117.715 | 7.8327 | 1.4808 | 19.0153 | 30.9229 | 84.4054 | 117.715 | 8.1808 | 1.4808 | 19.0153 | 30.9229 | 84.4054 | 117.715 | 8.1808 | 1.4808 | 19.0153
U | d087h | 30.9229 | 84.4054 | 117.715 | 8.1338 | 1.4808 | 19.0153 | 30.9229 | 84.4054 | 117.715 | 8.1808 | 1.4808 | 19.0153 | 30.9229 | 84.4054 | 117.715 | 8.1808 | 1.4808 | 19.0153
U | d087i | 30.9229 | 84.4054 | 117.715 | 8.1798 | 1.4808 | 19.0153 | 30.9229 | 84.4054 | 117.715 | 8.1808 | 1.4808 | 19.0153 | 30.9229 | 84.4054 | 117.715 | 8.1808 | 1.4808 | 19.0153
U | d087j | 30.9229 | 84.4054 | 117.715 | 7.8645 | 1.4808 | 19.0153 | 30.9229 | 84.4054 | 117.715 | 8.1808 | 1.4808 | 19.0153 | 30.9229 | 84.4054 | 117.715 | 8.1808 | 1.4808 | 19.0153
U | d087k | 30.9229 | 84.4054 | 117.715 | 7.8719 | 1.4808 | 19.0153 | 30.9229 | 84.4054 | 117.715 | 8.1808 | 1.4808 | 19.0153 | 30.9229 | 84.4054 | 117.715 | 8.1808 | 1.4808 | 19.0153
U | d087l | 30.9229 | 84.4054 | 117.715 | 7.8546 | 1.4808 | 19.0153 | 30.9229 | 84.4054 | 117.715 | 8.1808 | 1.4808 | 19.0153 | 30.9229 | 84.4054 | 117.715 | 8.1808 | 1.4808 | 19.0153
U | d087m | 30.9229 | 84.4054 | 117.715 | 7.8613 | 1.4808 | 19.0153 | 30.9229 | 84.4054 | 117.715 | 8.1808 | 1.4808 | 19.0153 | 30.9229 | 84.4054 | 117.715 | 8.1808 | 1.4808 | 19.0153
U | d087n | 30.9229 | 84.4054 | 117.715 | 7.863 | 1.4808 | 19.0153 | 30.9229 | 84.4054 | 117.715 | 8.1808 | 1.4808 | 19.0153 | 30.9229 | 84.4054 | 117.715 | 8.1808 | 1.4808 | 19.0153
U | d087o | 30.9229 | 84.4054 | 117.715 | 7.8583 | 1.4808 | 19.0153 | 30.9229 | 84.4054 | 117.715 | 8.1808 | 1.4808 | 19.0153 | 30.9229 | 84.4054 | 117.715 | 8.1808 | 1.4808 | 19.0153
U | d087p | 30.9229 | 84.4054 | 117.715 | 7.8707 | 1.4808 | 19.0153 | 30.9229 | 84.4054 | 117.715 | 8.1808 | 1.4808 | 19.0153 | 30.9229 | 84.4054 | 117.715 | 8.1808 | 1.4808 | 19.0153
U | d087q | 30.9229 | 84.4054 | 117.715 | 8.0079 | 1.4808 | 19.0153 | 30.9229 | 84.4054 | 117.715 | 8.1808 | 1.4808 | 19.0153 | 30.9229 | 84.4054 | 117.715 | 8.1808 | 1.4808 | 19.0153
U | d087r | 30.9229 | 84.4054 | 117.715 | 7.9981 | 1.4808 | 19.0153 | 30.9229 | 84.4054 | 117.715 | 8.1808 | 1.4808 | 19.0153 | 30.9229 | 84.4054 | 117.715 | 8.1808 | 1.4808 | 19.0153
U | d087s | 30.9229 | 84.4054 | 117.715 | 7.8516 | 1.4808 | 19.0153 | 30.9229 | 84.4054 | 117.715 | 8.1808 | 1.4808 | 19.0153 | 30.9229 | 84.4054 | 117.715 | 8.1808 | 1.4808 | 19.0153
U | d087t | 30.9229 | 84.4054 | 117.715 | 7.8336 | 1.4808 | 19.0153 | 30.9229 | 84.4054 | 117.715 | 8.1808 | 1.4808 | 19.0153 | 30.9229 | 84.4054 | 117.715 | 8.1808 | 1.4808 | 19.0153
U | d087u | 30.4693 | 80.0856 | 116.401 | 7.821 | 1.4808 | 18.2803 | 30.9229 | 84.4054 | 117.715 | 8.1808 | 1.4808 | 19.0153 | 30.9229 | 84.4054 | 117.715 | 8.1808 | 1.4808 | 19.0153
U | d087v | 30.0515 | 76.6043 | 115.801 | 7.8172 | 1.4808 | 17.2275 | 30.9229 | 84.4054 | 117.715 | 8.1808 | 1.4808 | 19.0153 | 30.9229 | 84.4054 | 117.715 | 8.1808 | 1.4808 | 19.0153
U | d087x | 28.1195 | 68.6948 | 110.563 | 7.8088 | 1.4808 | 16.34 | 30.9229 | 84.4054 | 117.715 | 8.1808 | 1.4808 | 19.0153 | 30.9229 | 84.4054 | 117.715 | 8.1808 | 1.4808 | 19.0153
U | d087y | 26.774 | 64.0395 | 106.881 | 7.806 | 1.4808 | 15.8367 | 30.9229 | 84.4054 | 117.715 | 8.1808 | 1.4808 | 19.0153 | 30.9229 | 84.4054 | 117.715 | 8.1808 | 1.4808 | 19.0153
U | d088a | 25.7468 | 62.2583 | 106.221 | 7.8057 | 1.4808 | 15.8728 | 30.9229 | 84.4054 | 117.715 | 8.1808 | 1.4808 | 19.0153 | 30.9229 | 84.4054 | 117.715 | 8.1808 | 1.4808 | 19.0153
U | d088b | 24.9814 | 61.9263 | 106.691 | 7.8052 | 1.4808 | 15.5254 | 30.9229 | 84.4054 | 117.715 | 8.1808 | 1.4808 | 19.0153 | 30.9229 | 84.4054 | 117.715 | 8.1808 | 1.4808 | 19.0153
U | d088c | 24.9176 | 65.2585 | 110.846 | 7.8064 | 1.4808 | 15.3327 | 30.9229 | 84.4054 | 117.715 | 8.1808 | 1.4808 | 19.0153 | 30.9229 | 84.4054 | 117.715 | 8.1808 | 1.4808 | 19.0153
U | d088d | 25.063 | 68.6386 | 113.377 | 7.808 | 1.4808 | 15.6915 | 30.9229 | 84.4054 | 117.715 | 8.1808 | 1.4808 | 19.0153 | 30.9229 | 84.4054 | 117.715 | 8.1808 | 1.4808 | 19.0153
U | d088e | 25.3656 | 70.2907 | 113.482 | 7.809 | 1.4808 | 16.7983 | 30.9229 | 84.4054 | 117.715 | 8.1808 | 1.4808 | 19.0153 | 30.9229 | 84.4054 | 117.715 | 8.1808 | 1.4808 | 19.0153
U | d088f | 27.5305 | 74.3043 | 115.804 | 7.8158 | 1.4808 | 17.709 | 30.9229 | 84.4054 | 117.715 | 8.1808 | 1.4808 | 19.0153 | 30.9229 | 84.4054 | 117.715 | 8.1808 | 1.4808 | 19.0153
U | d088g | 30.4645 | 80.0012 | 116.765 | 7.825 | 1.4808 | 19.0153 | 30.9229 | 84.4054 | 117.715 | 8.1808 | 1.4808 | 19.0153 | 30.9229 | 84.4054 | 117.715 | 8.1808 | 1.4808 | 19.0153
U | d088h | 30.9229 | 83.5313 | 117.715 | 7.8475 | 1.4808 | 19.0153 | 30.9229 | 84.4054 | 117.715 | 8.1808 | 1.4808 | 19.0153 | 30.9229 | 84.4054 | 117.715 | 8.1808 | 1.4808 | 19.0153
U | d088i | 30.9229 | 81.0984 | 117.076 | 7.8411 | 1.4808 | 19.0153 | 30.9229 | 84.4054 | 117.715 | 8.1808 | 1.4808 | 19.0153 | 30.9229 | 84.4054 | 117.715 | 8.1808 | 1.4808 | 19.0153
U | d088j | 30.9229 | 79.0775 | 116.835 | 7.8402 | 1.4808 | 19.0153 | 30.9229 | 84.4054 | 117.715 | 8.1808 | 1.4808 | 19.0153 | 30.9229 | 84.4054 | 117.715 | 8.1808 | 1.4808 | 19.0153
U | d088k | 30.9229 | 80.5194 | 116.943 | 7.8404 | 1.4808 | 19.0153 | 30.9229 | 84.4054 | 117.715 | 8.1808 | 1.4808 | 19.0153 | 30.9229 | 84.4054 | 117.715 | 8.1808 | 1.4808 | 19.0153
U | d088l | 30.9229 | 80.1599 | 116.87 | 7.8386 | 1.4808 | 19.0153 | 30.9229 | 84.4054 | 117.715 | 8.1808 | 1.4808 | 19.0153 | 30.9229 | 84.4054 | 117.715 | 8.1808 | 1.4808 | 19.0153
U | d088m | 30.9229 | 79.5954 | 116.775 | 7.8373 | 1.4808 | 19.0153 | 30.9229 | 84.4054 | 117.715 | 8.1808 | 1.4808 | 19.0153 | 30.9229 | 84.4054 | 117.715 | 8.1808 | 1.4808 | 19.0153
U | d088n | 30.9229 | 80.4958 | 116.779 | 7.8414 | 1.4808 | 19.0153 | 30.9229 | 84.4054 | 117.715 | 8.1808 | 1.4808 | 19.0153 | 30.9229 | 84.4054 | 117.715 | 8.1808 | 1.4808 | 19.0153
U | d088o | 30.9229 | 80.1639 | 116.691 | 7.8407 | 1.4808 | 19.0153 | 30.9229 | 84.4054 | 117.715 | 8.1808 | 1.4808 | 19.0153 | 30.9229 | 84.4054 | 117.715 | 8.1808 | 1.4808 | 19.0153
U | d088p | 30.9229 | 81.2347 | 116.802 | 7.8432 | 1.4808 | 19.0153 | 30.9229 | 84.4054 | 117.715 | 8.1808 | 1.4808 | 19.0153 | 30.9229 | 84.4054 | 117.715 | 8.1808 | 1.4808 | 19.0153
U | d088q | 30.9229 | 82.6279 | 117.494 | 7.8543 | 1.4808 | 19.0153 | 30.9229 | 84.4054 | 117.715 | 8.1808 | 1.4808 | 19.0153 | 30.9229 | 84.4054 | 117.715 | 8.1808 | 1.4808 | 19.0153
U | d088r | 30.9229 | 82.3558 | 117.242 | 7.8451 | 1.4808 | 19.0153 | 30.9229 | 84.4054 | 117.715 | 8.1808 | 1.4808 | 19.0153 | 30.9229 | 84.4054 | 117.715 | 8.1808 | 1.4808 | 19.0153
U | d088s | 30.9229 | 81.4267 | 116.891 | 7.8413 | 1.4808 | 19.0153 | 30.9229 | 84.4054 | 117.715 | 8.1808 | 1.4808 | 19.0153 | 30.9229 | 84.4054 | 117.715 | 8.1808 | 1.4808 | 19.0153
U | d088t | 30.2701 | 77.0076 | 116.015 | 7.8373 | 1.4808 | 19.0153 | 30.9229 | 84.4054 | 117.715 | 8.1808 | 1.4808 | 19.0153 | 30.9229 | 84.4054 | 117.715 | 8.1808 | 1.4808 | 19.0153
U | d088u | 27.8609 | 67.8386 | 112.289 | 7.8281 | 1.4808 | 18.8297 | 30.9229 | 84.4054 | 117.715 | 8.1808 | 1.4808 | 19.0153 | 30.9229 | 84.4054 | 117.715 | 8.1808 | 1.4808 | 19.0153
U | d088v | 27.2483 | 64.3024 | 110.748 | 7.8227 | 1.4808 | 17.999 | 30.9229 | 84.4054 | 117.715 | 8.1808 | 1.4808 | 19.0153 | 30.9229 | 84.4054 | 117.715 | 8.1808 | 1.4808 | 19.0153
U | d088x | 24.6624 | 57.0473 | 100.655 | 7.812 | 1.4808 | 17.0455 | 30.9229 | 84.4054 | 117.715 | 8.1808 | 1.4808 | 19.0153 | 30.9229 | 84.4054 | 117.715 | 8.1808 | 1.4808 | 19.0153
U | d088y | 24.0005 | 53.6521 | 94.6465 | 7.8089 | 1.4808 | 16.5263 | 30.9229 | 84.4054 | 117.715 | 8.1808 | 1.4808 | 19.0153 | 30.9229 | 84.4054 | 117.715 | 8.1808 | 1.4808 | 19.0153
U | d089a | 23.1825 | 50.5315 | 90.5487 | 7.8065 | 1.4808 | 16.3476 | 30.9229 | 84.4054 | 117.715 | 8.1808 | 1.4808 | 19.0153 | 30.9229 | 84.4054 | 117.715 | 8.1808 | 1.4808 | 19.0153
U | d089b | 23.627 | 51.7036 | 92.445 | 7.8062 | 1.4808 | 16.3388 | 30.9229 | 84.4054 | 117.715 | 8.1808 | 1.4808 | 19.0153 | 30.9229 | 84.4054 | 117.715 | 8.1808 | 1.4808 | 19.0153
U | d089c | 24.1846 | 54.6172 | 96.8575 | 7.8071 | 1.4808 | 16.2992 | 30.9229 | 84.4054 | 117.715 | 8.1808 | 1.4808 | 19.0153 | 30.9229 | 84.4054 | 117.715 | 8.1808 | 1.4808 | 19.0153
U | d089d | 24.8582 | 58.0701 | 101.524 | 7.8091 | 1.4808 | 16.5309 | 30.9229 | 84.4054 | 117.715 | 8.1808 | 1.4808 | 19.0153 | 30.9229 | 84.4054 | 117.715 | 8.1808 | 1.4808 | 19.0153
U | d089e | 25.6138 | 61.2429 | 102.35 | 7.8105 | 1.4808 | 17.7351 | 30.9229 | 84.4054 | 117.715 | 8.1808 | 1.4808 | 19.0153 | 30.9229 | 84.4054 | 117.715 | 8.1808 | 1.4808 | 19.0153
U | d089f | 27.5433 | 64.8806 | 106.496 | 7.8171 | 1.4808 | 18.4158 | 30.9229 | 84.4054 | 117.715 | 8.1808 | 1.4808 | 19.0153 | 30.9229 | 84.4054 | 117.715 | 8.1808 | 1.4808 | 19.0153
U | d089g | 30.7949 | 73.7278 | 113.983 | 7.8269 | 1.4808 | 19.0153 | 30.9229 | 84.4054 | 117.715 | 8.1808 | 1.4808 | 19.0153 | 30.9229 | 84.4054 | 117.715 | 8.1808 | 1.4808 | 19.0153
U | d089h | 30.9229 | 78.8861 | 115.532 | 7.8504 | 1.4808 | 19.0153 | 30.9229 | 84.4054 | 117.715 | 8.1808 | 1.4808 | 19.0153 | 30.9229 | 84.4054 | 117.715 | 8.1808 | 1.4808 | 19.0153
U | d089i | 30.9229 | 78.9933 | 115.553 | 7.8588 | 1.4808 | 19.0153 | 30.9229 | 84.4054 | 117.715 | 8.1808 | 1.4808 | 19.0153 | 30.9229 | 84.4054 | 117.715 | 8.1808 | 1.4808 | 19.0153
U | d089j | 30.9229 | 79.2558 | 115.701 | 7.8645 | 1.4808 | 19.0153 | 30.9229 | 84.4054 | 117.715 | 8.1808 | 1.4808 | 19.0153 | 30.9229 | 84.4054 | 117.715 | 8.1808 | 1.4808 | 19.0153
U | d089k | 30.9229 | 78.9074 | 115.558 | 7.8652 | 1.4808 | 19.0153 | 30.9229 | 84.4054 | 117.715 | 8.1808 | 1.4808 | 19.0153 | 30.9229 | 84.4054 | 117.715 | 8.1808 | 1.4808 | 19.0153
U | d089l | 30.9229 | 78.2549 | 115.435 | 7.86 | 1.4808 | 19.0153 | 30.9229 | 84.4054 | 117.715 | 8.1808 | 1.4808 | 19.0153 | 30.9229 | 84.4054 | 117.715 | 8.1808 | 1.4808 | 19.0153
U | d089m | 30.9229 | 78.8845 | 115.48 | 7.8659 | 1.4808 | 19.0153 | 30.9229 | 84.4054 | 117.715 | 8.1808 | 1.4808 | 19.0153 | 30.9229 | 84.4054 | 117.715 | 8.1808 | 1.4808 | 19.0153
U | d089n | 30.9229 | 78.6247 | 115.403 | 7.8631 | 1.4808 | 19.0153 | 30.9229 | 84.4054 | 117.715 | 8.1808 | 1.4808 | 19.0153 | 30.9229 | 84.4054 | 117.715 | 8.1808 | 1.4808 | 19.0153
U | d089o | 30.9229 | 78.6003 | 115.344 | 7.8791 | 1.4808 | 19.0153 | 30.9229 | 84.4054 | 117.715 | 8.1808 | 1.4808 | 19.0153 | 30.9229 | 84.4054 | 117.715 | 8.1808 | 1.4808 | 19.0153
U | d089p | 30.9229 | 79.4108 | 115.755 | 7.8834 | 1.4808 | 19.0153 | 30.9229 | 84.4054 | 117.715 | 8.1808 | 1.4808 | 19.0153 | 30.9229 | 84.4054 | 117.715 | 8.1808 | 1.4808 | 19.0153
U | d089q | 30.9229 | 81.0027 | 116.307 | 7.895 | 1.4808 | 19.0153 | 30.9229 | 84.4054 | 117.715 | 8.1808 | 1.4808 | 19.0153 | 30.9229 | 84.4054 | 117.715 | 8.1808 | 1.4808 | 19.0153
U | d089r | 30.9229 | 80.486 | 116.213 | 7.88 | 1.4808 | 19.0153 | 30.9229 | 84.4054 | 117.715 | 8.1808 | 1.4808 | 19.0153 | 30.9229 | 84.4054 | 117.715 | 8.1808 | 1.4808 | 19.0153
U | d089s | 30.9229 | 76.7721 | 115.071 | 7.8542 | 1.4808 | 19.0153 | 30.9229 | 84.4054 | 117.715 | 8.1808 | 1.4808 | 19.0153 | 30.9229 | 84.4054 | 117.715 | 8.1808 | 1.4808 | 19.0153
U | d089t | 30.9229 | 70.1872 | 112.083 | 7.8404 | 1.4808 | 19.0153 | 30.9229 | 84.4054 | 117.715 | 8.1808 | 1.4808 | 19.0153 | 30.9229 | 84.4054 | 117.715 | 8.1808 | 1.4808 | 19.0153
U | d089u | 30.1406 | 64.552 | 108.053 | 7.8316 | 1.4808 | 19.0153 | 30.9229 | 84.4054 | 117.715 | 8.1808 | 1.4808 | 19.0153 | 30.9229 | 84.4054 | 117.715 | 8.1808 | 1.4808 | 19.0153
U | d089v | 28.7817 | 60.7429 | 104.415 | 7.8251 | 1.4808 | 18.6316 | 30.9229 | 84.4054 | 117.715 | 8.1808 | 1.4808 | 19.0153 | 30.9229 | 84.4054 | 117.715 | 8.1808 | 1.4808 | 19.0153
U | d089x | 26.1447 | 52.1927 | 94.2692 | 7.8155 | 1.4808 | 17.8183 | 30.9229 | 84.4054 | 117.715 | 8.1808 | 1.4808 | 19.0153 | 30.9229 | 84.4054 | 117.715 | 8.1808 | 1.4808 | 19.0153
U | d089y | 24.5593 | 50.1325 | 90.3222 | 7.8122 | 1.4808 | 17.3632 | 30.9229 | 84.4054 | 117.715 | 8.1808 | 1.4808 | 19.0153 | 30.9229 | 84.4054 | 117.715 | 8.1808 | 1.4808 | 19.0153
U | d090a | 23.4704 | 48.5363 | 87.4376 | 7.8103 | 1.4808 | 17.2173 | 30.9229 | 84.4054 | 117.715 | 8.1808 | 1.4808 | 19.0153 | 30.9229 | 84.4054 | 117.715 | 8.1808 | 1.4808 | 19.0153
U | d090b | 23.6602 | 52.9518 | 93.1796 | 7.8105 | 1.4808 | 17.1078 | 30.9229 | 84.4054 | 117.715 | 8.1808 | 1.4808 | 19.0153 | 30.9229 | 84.4054 | 117.715 | 8.1808 | 1.4808 | 19.0153
U | d090c | 23.885 | 55.2314 | 95.207 | 7.8103 | 1.4808 | 17.0633 | 30.9229 | 84.4054 | 117.715 | 8.1808 | 1.4808 | 19.0153 | 30.9229 | 84.4054 | 117.715 | 8.1808 | 1.4808 | 19.0153
U | d090d | 23.8137 | 56.4478 | 97.0181 | 7.8107 | 1.4808 | 17.2187 | 30.9229 | 84.4054 | 117.715 | 8.1808 | 1.4808 | 19.0153 | 30.9229 | 84.4054 | 117.715 | 8.1808 | 1.4808 | 19.0153
U | d090e | 24.4356 | 59.4141 | 97.7193 | 7.812 | 1.4808 | 18.0953 | 30.9229 | 84.4054 | 117.715 | 8.1808 | 1.4808 | 19.0153 | 30.9229 | 84.4054 | 117.715 | 8.1808 | 1.4808 | 19.0153
U | d090f | 26.3275 | 63.0763 | 102.914 | 7.8191 | 1.4808 | 18.5695 | 30.9229 | 84.4054 | 117.715 | 8.1808 | 1.4808 | 19.0153 | 30.9229 | 84.4054 | 117.715 | 8.1808 | 1.4808 | 19.0153
U | d090g | 30.0603 | 70.4076 | 111.389 | 7.8278 | 1.4808 | 19.0153 | 30.9229 | 84.4054 | 117.715 | 8.1808 | 1.4808 | 19.0153 | 30.9229 | 84.4054 | 117.715 | 8.1808 | 1.4808 | 19.0153
U | d090h | 30.9229 | 73.4418 | 113.815 | 7.8364 | 1.4808 | 19.0153 | 30.9229 | 84.4054 | 117.715 | 8.1808 | 1.4808 | 19.0153 | 30.9229 | 84.4054 | 117.715 | 8.1808 | 1.4808 | 19.0153
U | d090i | 30.9229 | 75.4523 | 114.668 | 7.8426 | 1.4808 | 19.0153 | 30.9229 | 84.4054 | 117.715 | 8.1808 | 1.4808 | 19.0153 | 30.9229 | 84.4054 | 117.715 | 8.1808 | 1.4808 | 19.0153
U | d090j | 30.9229 | 77.4975 | 115.088 | 7.8532 | 1.4808 | 19.0153 | 30.9229 | 84.4054 | 117.715 | 8.1808 | 1.4808 | 19.0153 | 30.9229 | 84.4054 | 117.715 | 8.1808 | 1.4808 | 19.0153
U | d090k | 30.9229 | 79.4633 | 115.495 | 7.8581 | 1.4808 | 19.0153 | 30.9229 | 84.4054 | 117.715 | 8.1808 | 1.4808 | 19.0153 | 30.9229 | 84.4054 | 117.715 | 8.1808 | 1.4808 | 19.0153
U | d090l | 30.9229 | 79.8663 | 115.377 | 7.8617 | 1.4808 | 19.0153 | 30.9229 | 84.4054 | 117.715 | 8.1808 | 1.4808 | 19.0153 | 30.9229 | 84.4054 | 117.715 | 8.1808 | 1.4808 | 19.0153
U | d090m | 30.9229 | 78.847 | 115.263 | 7.8614 | 1.4808 | 19.0153 | 30.9229 | 84.4054 | 117.715 | 8.1808 | 1.4808 | 19.0153 | 30.9229 | 84.4054 | 117.715 | 8.1808 | 1.4808 | 19.0153
U | d090n | 30.9229 | 79.8828 | 115.474 | 7.8641 | 1.4808 | 19.0153 | 30.9229 | 84.4054 | 117.715 | 8.1808 | 1.4808 | 19.0153 | 30.9229 | 84.4054 | 117.715 | 8.1808 | 1.4808 | 19.0153
U | d090o | 30.9229 | 81.4199 | 116.451 | 7.8807 | 1.4808 | 19.0153 | 30.9229 | 84.4054 | 117.715 | 8.1808 | 1.4808 | 19.0153 | 30.9229 | 84.4054 | 117.715 | 8.1808 | 1.4808 | 19.0153
U | d090p | 30.9229 | 81.3663 | 116.539 | 7.8806 | 1.4808 | 19.0153 | 30.9229 | 84.4054 | 117.715 | 8.1808 | 1.4808 | 19.0153 | 30.9229 | 84.4054 | 117.715 | 8.1808 | 1.4808 | 19.0153
U | d090q | 30.9229 | 80.5532 | 116.167 | 7.8549 | 1.4808 | 19.0153 | 30.9229 | 84.4054 | 117.715 | 8.1808 | 1.4808 | 19.0153 | 30.9229 | 84.4054 | 117.715 | 8.1808 | 1.4808 | 19.0153
U | d090r | 30.9229 | 80.8762 | 116.221 | 7.8503 | 1.4808 | 19.0153 | 30.9229 | 84.4054 | 117.715 | 8.1808 | 1.4808 | 19.0153 | 30.9229 | 84.4054 | 117.715 | 8.1808 | 1.4808 | 19.0153
U | d090s | 30.7664 | 79.2812 | 115.488 | 7.8443 | 1.4808 | 19.0153 | 30.9229 | 84.4054 | 117.715 | 8.1808 | 1.4808 | 19.0153 | 30.9229 | 84.4054 | 117.715 | 8.1808 | 1.4808 | 19.0153
U | d090t | 29.23 | 74.5661 | 113.591 | 7.837 | 1.4808 | 19.0153 | 30.9229 | 84.4054 | 117.715 | 8.1808 | 1.4808 | 19.0153 | 30.9229 | 84.4054 | 117.715 | 8.1808 | 1.4808 | 19.0153
U | d090u | 29.1575 | 73.792 | 113.304 | 7.8327 | 1.4808 | 19.0153 | 30.9229 | 84.4054 | 117.715 | 8.1808 | 1.4808 | 19.0153 | 30.9229 | 84.4054 | 117.715 | 8.1808 | 1.4808 | 19.0153
U | d090v | 26.2375 | 65.46 | 106.727 | 7.8224 | 1.4808 | 18.3037 | 30.9229 | 84.4054 | 117.715 | 8.1808 | 1.4808 | 19.0153 | 30.9229 | 84.4054 | 117.715 | 8.1808 | 1.4808 | 19.0153
U | d090x | 24.5176 | 59.8499 | 98.3238 | 7.8138 | 1.4808 | 17.9361 | 30.9229 | 84.4054 | 117.715 | 8.1808 | 1.4808 | 19.0153 | 30.9229 | 84.4054 | 117.715 | 8.1808 | 1.4808 | 19.0153
U | d090y | 23.6104 | 59.7958 | 96.1275 | 7.8115 | 1.4808 | 17.7255 | 30.9229 | 84.4054 | 117.715 | 8.1808 | 1.4808 | 19.0153 | 30.9229 | 84.4054 | 117.715 | 8.1808 | 1.4808 | 19.0153
U | d091a | 22.7448 | 58.7062 | 93.6102 | 7.8093 | 1.4808 | 17.4042 | 30.9229 | 84.4054 | 117.715 | 8.1808 | 1.4808 | 19.0153 | 30.9229 | 84.4054 | 117.715 | 8.1808 | 1.4808 | 19.0153
U | d091b | 23.2127 | 61.9838 | 97.5241 | 7.8094 | 1.4808 | 17.3235 | 30.9229 | 84.4054 | 117.715 | 8.1808 | 1.4808 | 19.0153 | 30.9229 | 84.4054 | 117.715 | 8.1808 | 1.4808 | 19.0153
U | d091c | 23.3093 | 63.5179 | 98.7523 | 7.8095 | 1.4808 | 17.2655 | 30.9229 | 84.4054 | 117.715 | 8.1808 | 1.4808 | 19.0153 | 30.9229 | 84.4054 | 117.715 | 8.1808 | 1.4808 | 19.0153
U | d091d | 23.059 | 63.8822 | 98.8216 | 7.8106 | 1.4808 | 17.5556 | 30.9229 | 84.4054 | 117.715 | 8.1808 | 1.4808 | 19.0153 | 30.9229 | 84.4054 | 117.715 | 8.1808 | 1.4808 | 19.0153
U | d091e | 23.6184 | 65.4704 | 98.294 | 7.8112 | 1.4808 | 18.0034 | 30.9229 | 84.4054 | 117.715 | 8.1808 | 1.4808 | 19.0153 | 30.9229 | 84.4054 | 117.715 | 8.1808 | 1.4808 | 19.0153
U | d091f | 25.7396 | 68.4943 | 101.679 | 7.8171 | 1.4808 | 18.2948 | 30.9229 | 84.4054 | 117.715 | 8.1808 | 1.4808 | 19.0153 | 30.9229 | 84.4054 | 117.715 | 8.1808 | 1.4808 | 19.0153
U | d091g | 27.9793 | 72.5087 | 106.624 | 7.8209 | 1.4808 | 18.4521 | 30.9229 | 84.4054 | 117.715 | 8.1808 | 1.4808 | 19.0153 | 30.9229 | 84.4054 | 117.715 | 8.1808 | 1.4808 | 19.0153
U | d091h | 29.3801 | 73.9199 | 106.199 | 7.8247 | 1.4808 | 18.54 | 30.9229 | 84.4054 | 117.715 | 8.1808 | 1.4808 | 19.0153 | 30.9229 | 84.4054 | 117.715 | 8.1808 | 1.4808 | 19.0153
U | d091i | 29.5916 | 73.9768 | 103.628 | 7.8269 | 1.4808 | 18.6314 | 30.9229 | 84.4054 | 117.715 | 8.1808 | 1.4808 | 19.0153 | 30.9229 | 84.4054 | 117.715 | 8.1808 | 1.4808 | 19.0153
U | d091j | 30.0939 | 72.7942 | 99.6885 | 7.8283 | 1.4808 | 18.8451 | 30.9229 | 84.4054 | 117.715 | 8.1808 | 1.4808 | 19.0153 | 30.9229 | 84.4054 | 117.715 | 8.1808 | 1.4808 | 19.0153
U | d091k | 30.9229 | 74.0407 | 101.377 | 7.8324 | 1.4808 | 19.0153 | 30.9229 | 84.4054 | 117.715 | 8.1808 | 1.4808 | 19.0153 | 30.9229 | 84.4054 | 117.715 | 8.1808 | 1.4808 | 19.0153
U | d091l | 30.9229 | 77.7805 | 105.272 | 7.8471 | 1.4808 | 19.0153 | 30.9229 | 84.4054 | 117.715 | 8.1808 | 1.4808 | 19.0153 | 30.9229 | 84.4054 | 117.715 | 8.1808 | 1.4808 | 19.0153
U | d091m | 30.9229 | 77.6383 | 105.671 | 7.8461 | 1.4808 | 19.0153 | 30.9229 | 84.4054 | 117.715 | 8.1808 | 1.4808 | 19.0153 | 30.9229 | 84.4054 | 117.715 | 8.1808 | 1.4808 | 19.0153
U | d091n | 30.9229 | 78.0357 | 108.493 | 7.8431 | 1.4808 | 19.0153 | 30.9229 | 84.4054 | 117.715 | 8.1808 | 1.4808 | 19.0153 | 30.9229 | 84.4054 | 117.715 | 8.1808 | 1.4808 | 19.0153
U | d091o | 30.9229 | 79.5869 | 111.545 | 7.8449 | 1.4808 | 19.0153 | 30.9229 | 84.4054 | 117.715 | 8.1808 | 1.4808 | 19.0153 | 30.9229 | 84.4054 | 117.715 | 8.1808 | 1.4808 | 19.0153
U | d091p | 30.9229 | 78.981 | 112.124 | 7.8373 | 1.4808 | 19.0153 | 30.9229 | 84.4054 | 117.715 | 8.1808 | 1.4808 | 19.0153 | 30.9229 | 84.4054 | 117.715 | 8.1808 | 1.4808 | 19.0153
U | d091q | 30.9229 | 81.1094 | 114.268 | 7.8397 | 1.4808 | 19.0153 | 30.9229 | 84.4054 | 117.715 | 8.1808 | 1.4808 | 19.0153 | 30.9229 | 84.4054 | 117.715 | 8.1808 | 1.4808 | 19.0153
U | d091r | 30.9229 | 79.9152 | 113.745 | 7.8377 | 1.4808 | 19.0153 | 30.9229 | 84.4054 | 117.715 | 8.1808 | 1.4808 | 19.0153 | 30.9229 | 84.4054 | 117.715 | 8.1808 | 1.4808 | 19.0153
U | d091s | 30.81 | 74.3134 | 110.378 | 7.8315 | 1.4808 | 19.0153 | 30.9229 | 84.4054 | 117.715 | 8.1808 | 1.4808 | 19.0153 | 30.9229 | 84.4054 | 117.715 | 8.1808 | 1.4808 | 19.0153
U | d091t | 30.5913 | 71.2971 | 108.638 | 7.8302 | 1.4808 | 18.888 | 30.9229 | 84.4054 | 117.715 | 8.1808 | 1.4808 | 19.0153 | 30.9229 | 84.4054 | 117.715 | 8.1808 | 1.4808 | 19.0153
U | d091u | 29.6753 | 63.3103 | 101.156 | 7.8236 | 1.4808 | 18.6178 | 30.9229 | 84.4054 | 117.715 | 8.1808 | 1.4808 | 19.0153 | 30.9229 | 84.4054 | 117.715 | 8.1808 | 1.4808 | 19.0153
U | d091v | 28.6049 | 58.7862 | 96.3076 | 7.8186 | 1.4808 | 18.0333 | 30.9229 | 84.4054 | 117.715 | 8.1808 | 1.4808 | 19.0153 | 30.9229 | 84.4054 | 117.715 | 8.1808 | 1.4808 | 19.0153
U | d091x | 27.3958 | 57.5138 | 91.0274 | 7.8113 | 1.4808 | 17.9625 | 30.9229 | 84.4054 | 117.715 | 8.1808 | 1.4808 | 19.0153 | 30.9229 | 84.4054 | 117.715 | 8.1808 | 1.4808 | 19.0153
U | d091y | 25.8822 | 54.023 | 84.3346 | 7.8081 | 1.4808 | 17.6629 | 30.9229 | 84.4054 | 117.715 | 8.1808 | 1.4808 | 19.0153 | 30.9229 | 84.4054 | 117.715 | 8.1808 | 1.4808 | 19.0153
U | d092a | 25.3738 | 54.8052 | 85.4763 | 7.8073 | 1.4808 | 17.7122 | 30.9229 | 84.4054 | 117.715 | 8.1808 | 1.4808 | 19.0153 | 30.9229 | 84.4054 | 117.715 | 8.1808 | 1.4808 | 19.0153
U | d092b | 25.0022 | 55.2674 | 85.6558 | 7.8069 | 1.4808 | 17.4831 | 30.9229 | 84.4054 | 117.715 | 8.1808 | 1.4808 | 19.0153 | 30.9229 | 84.4054 | 117.715 | 8.1808 | 1.4808 | 19.0153
U | d092c | 25.11 | 55.9441 | 87.4877 | 7.8076 | 1.4808 | 17.4 | 30.9229 | 84.4054 | 117.715 | 8.1808 | 1.4808 | 19.0153 | 30.9229 | 84.4054 | 117.715 | 8.1808 | 1.4808 | 19.0153
U | d092d | 24.9791 | 55.2126 | 86.3399 | 7.8075 | 1.4808 | 17.4401 | 30.9229 | 84.4054 | 117.715 | 8.1808 | 1.4808 | 19.0153 | 30.9229 | 84.4054 | 117.715 | 8.1808 | 1.4808 | 19.0153
U | d092e | 25.2272 | 55.1206 | 85.9739 | 7.8082 | 1.4808 | 17.579 | 30.9229 | 84.4054 | 117.715 | 8.1808 | 1.4808 | 19.0153 | 30.9229 | 84.4054 | 117.715 | 8.1808 | 1.4808 | 19.0153
U | d092f | 25.2245 | 57.4919 | 88.2801 | 7.8099 | 1.4808 | 17.9644 | 30.9229 | 84.4054 | 117.715 | 8.1808 | 1.4808 | 19.0153 | 30.9229 | 84.4054 | 117.715 | 8.1808 | 1.4808 | 19.0153
U | d092g | 27.5263 | 62.3498 | 94.5707 | 7.8125 | 1.4808 | 18.3952 | 30.9229 | 84.4054 | 117.715 | 8.1808 | 1.4808 | 19.0153 | 30.9229 | 84.4054 | 117.715 | 8.1808 | 1.4808 | 19.0153
U | d092h | 30.2464 | 69.7335 | 103.708 | 7.8188 | 1.4808 | 18.8639 | 30.9229 | 84.4054 | 117.715 | 8.1808 | 1.4808 | 19.0153 | 30.9229 | 84.4054 | 117.715 | 8.1808 | 1.4808 | 19.0153
U | d092i | 29.7163 | 67.1191 | 97.5426 | 7.8202 | 1.4808 | 18.717 | 30.9229 | 84.4054 | 117.715 | 8.1808 | 1.4808 | 19.0153 | 30.9229 | 84.4054 | 117.715 | 8.1808 | 1.4808 | 19.0153
U | d092j | 29.5205 | 64.7255 | 93.7241 | 7.8199 | 1.4808 | 18.7385 | 30.9229 | 84.4054 | 117.715 | 8.1808 | 1.4808 | 19.0153 | 30.9229 | 84.4054 | 117.715 | 8.1808 | 1.4808 | 19.0153
U | d092k | 29.9672 | 63.3336 | 89.515 | 7.8228 | 1.4808 | 19.0089 | 30.9229 | 84.4054 | 117.715 | 8.1808 | 1.4808 | 19.0153 | 30.9229 | 84.4054 | 117.715 | 8.1808 | 1.4808 | 19.0153
U | d092l | 30.452 | 60.8204 | 86.0139 | 7.8241 | 1.4808 | 19.0153 | 30.9229 | 84.4054 | 117.715 | 8.1808 | 1.4808 | 19.0153 | 30.9229 | 84.4054 | 117.715 | 8.1808 | 1.4808 | 19.0153
U | d092m | 30.6539 | 60.5108 | 86.2922 | 7.8252 | 1.4808 | 19.0153 | 30.9229 | 84.4054 | 117.715 | 8.1808 | 1.4808 | 19.0153 | 30.9229 | 84.4054 | 117.715 | 8.1808 | 1.4808 | 19.0153
U | d092n | 30.9229 | 63.4529 | 93.2537 | 7.8269 | 1.4808 | 19.0153 | 30.9229 | 84.4054 | 117.715 | 8.1808 | 1.4808 | 19.0153 | 30.9229 | 84.4054 | 117.715 | 8.1808 | 1.4808 | 19.0153
U | d092o | 30.9229 | 66.2359 | 96.4596 | 7.8273 | 1.4808 | 19.0153 | 30.9229 | 84.4054 | 117.715 | 8.1808 | 1.4808 | 19.0153 | 30.9229 | 84.4054 | 117.715 | 8.1808 | 1.4808 | 19.0153
U | d092p | 30.9229 | 73.2435 | 105.125 | 7.8369 | 1.4808 | 19.0153 | 30.9229 | 84.4054 | 117.715 | 8.1808 | 1.4808 | 19.0153 | 30.9229 | 84.4054 | 117.715 | 8.1808 | 1.4808 | 19.0153
U | d092q | 30.9229 | 78.612 | 112.732 | 7.849 | 1.4808 | 19.0153 | 30.9229 | 84.4054 | 117.715 | 8.1808 | 1.4808 | 19.0153 | 30.9229 | 84.4054 | 117.715 | 8.1808 | 1.4808 | 19.0153
U | d092r | 30.9229 | 75.3326 | 112.496 | 7.8402 | 1.4808 | 19.0153 | 30.9229 | 84.4054 | 117.715 | 8.1808 | 1.4808 | 19.0153 | 30.9229 | 84.4054 | 117.715 | 8.1808 | 1.4808 | 19.0153
U | d092s | 30.9229 | 66.8973 | 108.485 | 7.8285 | 1.4808 | 19.0153 | 30.9229 | 84.4054 | 117.715 | 8.1808 | 1.4808 | 19.0153 | 30.9229 | 84.4054 | 117.715 | 8.1808 | 1.4808 | 19.0153
U | d092t | 30.3545 | 59.9417 | 101.473 | 7.8229 | 1.4808 | 19.0153 | 30.9229 | 84.4054 | 117.715 | 8.1808 | 1.4808 | 19.0153 | 30.9229 | 84.4054 | 117.715 | 8.1808 | 1.4808 | 19.0153
U | d092u | 29.2453 | 57.0459 | 99.106 | 7.8205 | 1.4808 | 18.9899 | 30.9229 | 84.4054 | 117.715 | 8.1808 | 1.4808 | 19.0153 | 30.9229 | 84.4054 | 117.715 | 8.1808 | 1.4808 | 19.0153
U | d092v | 28.0711 | 52.2572 | 95.218 | 7.816 | 1.4808 | 18.5113 | 30.9229 | 84.4054 | 117.715 | 8.1808 | 1.4808 | 19.0153 | 30.9229 | 84.4054 | 117.715 | 8.1808 | 1.4808 | 19.0153
U | d092x | 26.6062 | 51.5269 | 91.5053 | 7.8081 | 1.4808 | 18.1886 | 30.9229 | 84.4054 | 117.715 | 8.1808 | 1.4808 | 19.0153 | 30.9229 | 84.4054 | 117.715 | 8.1808 | 1.4808 | 19.0153
U | d092y | 24.916 | 48.0515 | 85.2951 | 7.8041 | 1.4808 | 17.7603 | 30.9229 | 84.4054 | 117.715 | 8.1808 | 1.4808 | 19.0153 | 30.9229 | 84.4054 | 117.715 | 8.1808 | 1.4808 | 19.0153
U | d093a | 23.6615 | 47.0595 | 83.3648 | 7.8021 | 1.4808 | 17.6227 | 30.9229 | 84.4054 | 117.715 | 8.1808 | 1.4808 | 19.0153 | 30.9229 | 84.4054 | 117.715 | 8.1808 | 1.4808 | 19.0153
U | d093b | 23.6819 | 49.4393 | 87.7029 | 7.8018 | 1.4808 | 17.5872 | 30.9229 | 84.4054 | 117.715 | 8.1808 | 1.4808 | 19.0153 | 30.9229 | 84.4054 | 117.715 | 8.1808 | 1.4808 | 19.0153
U | d093c | 23.3276 | 49.2111 | 88.4132 | 7.8009 | 1.4808 | 17.5286 | 30.9229 | 84.4054 | 117.715 | 8.1808 | 1.4808 | 19.0153 | 30.9229 | 84.4054 | 117.715 | 8.1808 | 1.4808 | 19.0153
U | d093d | 23.0633 | 47.9452 | 88.0901 | 7.8005 | 1.4808 | 17.5749 | 30.9229 | 84.4054 | 117.715 | 8.1808 | 1.4808 | 19.0153 | 30.9229 | 84.4054 | 117.715 | 8.1808 | 1.4808 | 19.0153
U | d093e | 22.7092 | 46.3324 | 87.0587 | 7.7999 | 1.4808 | 17.8254 | 30.9229 | 84.4054 | 117.715 | 8.1808 | 1.4808 | 19.0153 | 30.9229 | 84.4054 | 117.715 | 8.1808 | 1.4808 | 19.0153
U | d093f | 23.2112 | 48.4794 | 90.0785 | 7.8027 | 1.4808 | 18.3012 | 30.9229 | 84.4054 | 117.715 | 8.1808 | 1.4808 | 19.0153 | 30.9229 | 84.4054 | 117.715 | 8.1808 | 1.4808 | 19.0153
U | d093g | 26.4657 | 56.1176 | 99.8891 | 7.8088 | 1.4808 | 19.0153 | 30.9229 | 84.4054 | 117.715 | 8.1808 | 1.4808 | 19.0153 | 30.9229 | 84.4054 | 117.715 | 8.1808 | 1.4808 | 19.0153
U | d093h | 29.6864 | 59.9149 | 104.638 | 7.8125 | 1.4808 | 19.0153 | 30.9229 | 84.4054 | 117.715 | 8.1808 | 1.4808 | 19.0153 | 30.9229 | 84.4054 | 117.715 | 8.1808 | 1.4808 | 19.0153
U | d093i | 30.5784 | 60.9334 | 105.417 | 7.8163 | 1.4808 | 19.0153 | 30.9229 | 84.4054 | 117.715 | 8.1808 | 1.4808 | 19.0153 | 30.9229 | 84.4054 | 117.715 | 8.1808 | 1.4808 | 19.0153
U | d093j | 30.474 | 60.7783 | 103.916 | 7.8177 | 1.4808 | 19.0153 | 30.9229 | 84.4054 | 117.715 | 8.1808 | 1.4808 | 19.0153 | 30.9229 | 84.4054 | 117.715 | 8.1808 | 1.4808 | 19.0153
U | d093k | 30.0292 | 56.0027 | 89.4246 | 7.8172 | 1.4808 | 19.0153 | 30.9229 | 84.4054 | 117.715 | 8.1808 | 1.4808 | 19.0153 | 30.9229 | 84.4054 | 117.715 | 8.1808 | 1.4808 | 19.0153
U | d093l | 30.1098 | 57.8837 | 95.8892 | 7.8172 | 1.4808 | 19.0153 | 30.9229 | 84.4054 | 117.715 | 8.1808 | 1.4808 | 19.0153 | 30.9229 | 84.4054 | 117.715 | 8.1808 | 1.4808 | 19.0153
U | d093m | 30.4336 | 61.7238 | 103.39 | 7.8185 | 1.4808 | 19.0153 | 30.9229 | 84.4054 | 117.715 | 8.1808 | 1.4808 | 19.0153 | 30.9229 | 84.4054 | 117.715 | 8.1808 | 1.4808 | 19.0153
U | d093n | 30.0802 | 59.6883 | 101.643 | 7.8174 | 1.4808 | 19.0153 | 30.9229 | 84.4054 | 117.715 | 8.1808 | 1.4808 | 19.0153 | 30.9229 | 84.4054 | 117.715 | 8.1808 | 1.4808 | 19.0153
U | d093o | 30.187 | 62.6747 | 103.726 | 7.8179 | 1.4808 | 19.0153 | 30.9229 | 84.4054 | 117.715 | 8.1808 | 1.4808 | 19.0153 | 30.9229 | 84.4054 | 117.715 | 8.1808 | 1.4808 | 19.0153
U | d093p | 30.1009 | 64.4277 | 106.202 | 7.8169 | 1.4808 | 19.0153 | 30.9229 | 84.4054 | 117.715 | 8.1808 | 1.4808 | 19.0153 | 30.9229 | 84.4054 | 117.715 | 8.1808 | 1.4808 | 19.0153
U | d093q | 29.9416 | 67.7398 | 111.204 | 7.8183 | 1.4808 | 19.0153 | 30.9229 | 84.4054 | 117.715 | 8.1808 | 1.4808 | 19.0153 | 30.9229 | 84.4054 | 117.715 | 8.1808 | 1.4808 | 19.0153
U | d093r | 29.4245 | 66.9553 | 111.326 | 7.8178 | 1.4808 | 19.0153 | 30.9229 | 84.4054 | 117.715 | 8.1808 | 1.4808 | 19.0153 | 30.9229 | 84.4054 | 117.715 | 8.1808 | 1.4808 | 19.0153
U | d093s | 27.3984 | 59.1226 | 104.822 | 7.8146 | 1.4808 | 19.0153 | 30.9229 | 84.4054 | 117.715 | 8.1808 | 1.4808 | 19.0153 | 30.9229 | 84.4054 | 117.715 | 8.1808 | 1.4808 | 19.0153
U | d093t | 25.3577 | 52.4115 | 95.9513 | 7.8121 | 1.4808 | 19.0153 | 30.9229 | 84.4054 | 117.715 | 8.1808 | 1.4808 | 19.0153 | 30.9229 | 84.4054 | 117.715 | 8.1808 | 1.4808 | 19.0153
U | d093u | 23.8969 | 51.5986 | 94.5824 | 7.8103 | 1.4808 | 19.0153 | 30.9229 | 84.4054 | 117.715 | 8.1808 | 1.4808 | 19.0153 | 30.9229 | 84.4054 | 117.715 | 8.1808 | 1.4808 | 19.0153
U | d093v | 22.1199 | 49.124 | 90.8159 | 7.8084 | 1.4808 | 18.8525 | 30.9229 | 84.4054 | 117.715 | 8.1808 | 1.4808 | 19.0153 | 30.9229 | 84.4054 | 117.715 | 8.1808 | 1.4808 | 19.0153
U | d093x | 21.6544 | 48.9799 | 89.6214 | 7.8047 | 1.4808 | 18.4731 | 30.9229 | 84.4054 | 117.715 | 8.1808 | 1.4808 | 19.0153 | 30.9229 | 84.4054 | 117.715 | 8.1808 | 1.4808 | 19.0153
U | d093y | 20.6936 | 50.3773 | 89.5003 | 7.7988 | 1.4808 | 18.2803 | 30.9229 | 84.4054 | 117.715 | 8.1808 | 1.4808 | 19.0153 | 30.9229 | 84.4054 | 117.715 | 8.1808 | 1.4808 | 19.0153
U | d094a | 20.1339 | 52.0202 | 88.6823 | 7.7969 | 1.4808 | 18.1035 | 30.9229 | 84.4054 | 117.715 | 8.1808 | 1.4808 | 19.0153 | 30.9229 | 84.4054 | 117.715 | 8.1808 | 1.4808 | 19.0153
U | d094b | 20.0198 | 54.3398 | 89.8246 | 7.7968 | 1.4808 | 18.0425 | 30.9229 | 84.4054 | 117.715 | 8.1808 | 1.4808 | 19.0153 | 30.9229 | 84.4054 | 117.715 | 8.1808 | 1.4808 | 19.0153
U | d094c | 20.2816 | 58.2211 | 91.4697 | 7.7977 | 1.4808 | 17.9371 | 30.9229 | 84.4054 | 117.715 | 8.1808 | 1.4808 | 19.0153 | 30.9229 | 84.4054 | 117.715 | 8.1808 | 1.4808 | 19.0153
U | d094d | 21.0029 | 59.8736 | 91.0698 | 7.798 | 1.4808 | 17.9763 | 30.9229 | 84.4054 | 117.715 | 8.1808 | 1.4808 | 19.0153 | 30.9229 | 84.4054 | 117.715 | 8.1808 | 1.4808 | 19.0153
U | d094e | 22.3454 | 61.2217 | 91.3569 | 7.8006 | 1.4808 | 18.3089 | 30.9229 | 84.4054 | 117.715 | 8.1808 | 1.4808 | 19.0153 | 30.9229 | 84.4054 | 117.715 | 8.1808 | 1.4808 | 19.0153
U | d094f | 24.5958 | 65.6956 | 94.7995 | 7.8043 | 1.4808 | 18.7801 | 30.9229 | 84.4054 | 117.715 | 8.1808 | 1.4808 | 19.0153 | 30.9229 | 84.4054 | 117.715 | 8.1808 | 1.4808 | 19.0153
U | d094g | 30.5282 | 73.4409 | 105.652 | 7.8185 | 1.4808 | 19.0153 | 30.9229 | 84.4054 | 117.715 | 8.1808 | 1.4808 | 19.0153 | 30.9229 | 84.4054 | 117.715 | 8.1808 | 1.4808 | 19.0153
U | d094h | 30.9229 | 80.7138 | 114.101 | 7.8357 | 1.4808 | 19.0153 | 30.9229 | 84.4054 | 117.715 | 8.1808 | 1.4808 | 19.0153 | 30.9229 | 84.4054 | 117.715 | 8.1808 | 1.4808 | 19.0153
U | d094i | 30.9229 | 79.0828 | 112.857 | 7.8451 | 1.4808 | 19.0153 | 30.9229 | 84.4054 | 117.715 | 8.1808 | 1.4808 | 19.0153 | 30.9229 | 84.4054 | 117.715 | 8.1808 | 1.4808 | 19.0153
U | d094j | 30.9229 | 76.4357 | 111.835 | 7.8437 | 1.4808 | 19.0153 | 30.9229 | 84.4054 | 117.715 | 8.1808 | 1.4808 | 19.0153 | 30.9229 | 84.4054 | 117.715 | 8.1808 | 1.4808 | 19.0153
U | d094k | 30.9229 | 75.2365 | 112.573 | 7.8477 | 1.4808 | 19.0153 | 30.9229 | 84.4054 | 117.715 | 8.1808 | 1.4808 | 19.0153 | 30.9229 | 84.4054 | 117.715 | 8.1808 | 1.4808 | 19.0153
U | d094l | 30.9229 | 71.1736 | 111.529 | 7.8421 | 1.4808 | 19.0153 | 30.9229 | 84.4054 | 117.715 | 8.1808 | 1.4808 | 19.0153 | 30.9229 | 84.4054 | 117.715 | 8.1808 | 1.4808 | 19.0153
U | d094m | 30.9229 | 74.8887 | 112.376 | 7.8524 | 1.4808 | 19.0153 | 30.9229 | 84.4054 | 117.715 | 8.1808 | 1.4808 | 19.0153 | 30.9229 | 84.4054 | 117.715 | 8.1808 | 1.4808 | 19.0153
U | d094n | 30.9229 | 76.4986 | 113.605 | 7.8585 | 1.4808 | 19.0153 | 30.9229 | 84.4054 | 117.715 | 8.1808 | 1.4808 | 19.0153 | 30.9229 | 84.4054 | 117.715 | 8.1808 | 1.4808 | 19.0153
U | d094o | 30.9229 | 73.8322 | 112.882 | 7.8512 | 1.4808 | 19.0153 | 30.9229 | 84.4054 | 117.715 | 8.1808 | 1.4808 | 19.0153 | 30.9229 | 84.4054 | 117.715 | 8.1808 | 1.4808 | 19.0153
U | d094p | 30.9229 | 73.8279 | 113.465 | 7.857 | 1.4808 | 19.0153 | 30.9229 | 84.4054 | 117.715 | 8.1808 | 1.4808 | 19.0153 | 30.9229 | 84.4054 | 117.715 | 8.1808 | 1.4808 | 19.0153
U | d094q | 30.9229 | 78.1527 | 115.593 | 7.8747 | 1.4808 | 19.0153 | 30.9229 | 84.4054 | 117.715 | 8.1808 | 1.4808 | 19.0153 | 30.9229 | 84.4054 | 117.715 | 8.1808 | 1.4808 | 19.0153
U | d094r | 30.9229 | 79.4557 | 116.837 | 7.8796 | 1.4808 | 19.0153 | 30.9229 | 84.4054 | 117.715 | 8.1808 | 1.4808 | 19.0153 | 30.9229 | 84.4054 | 117.715 | 8.1808 | 1.4808 | 19.0153
U | d094s | 30.9089 | 70.2155 | 113.767 | 7.8378 | 1.4808 | 19.0153 | 30.9229 | 84.4054 | 117.715 | 8.1808 | 1.4808 | 19.0153 | 30.9229 | 84.4054 | 117.715 | 8.1808 | 1.4808 | 19.0153
U | d094t | 28.4471 | 62.6762 | 108.274 | 7.8301 | 1.4808 | 19.0153 | 30.9229 | 84.4054 | 117.715 | 8.1808 | 1.4808 | 19.0153 | 30.9229 | 84.4054 | 117.715 | 8.1808 | 1.4808 | 19.0153
U | d094u | 26.432 | 62.3445 | 107.007 | 7.8283 | 1.4808 | 19.0153 | 30.9229 | 84.4054 | 117.715 | 8.1808 | 1.4808 | 19.0153 | 30.9229 | 84.4054 | 117.715 | 8.1808 | 1.4808 | 19.0153
U | d094v | 23.2016 | 57.5271 | 100.787 | 7.8219 | 1.4808 | 18.6646 | 30.9229 | 84.4054 | 117.715 | 8.1808 | 1.4808 | 19.0153 | 30.9229 | 84.4054 | 117.715 | 8.1808 | 1.4808 | 19.0153
U | d094x | 21.3443 | 55.0472 | 98.6612 | 7.8161 | 1.4808 | 17.9956 | 30.9229 | 84.4054 | 117.715 | 8.1808 | 1.4808 | 19.0153 | 30.9229 | 84.4054 | 117.715 | 8.1808 | 1.4808 | 19.0153
U | d094y | 19.224 | 50.3937 | 90.1473 | 7.8062 | 1.4808 | 17.5632 | 30.9229 | 84.4054 | 117.715 | 8.1808 | 1.4808 | 19.0153 | 30.9229 | 84.4054 | 117.715 | 8.1808 | 1.4808 | 19.0153
U | d095a | 18.4357 | 51.907 | 89.2612 | 7.8041 | 1.4808 | 17.4416 | 30.9229 | 84.4054 | 117.715 | 8.1808 | 1.4808 | 19.0153 | 30.9229 | 84.4054 | 117.715 | 8.1808 | 1.4808 | 19.0153
U | d095b | 17.8426 | 52.9349 | 88.8465 | 7.8024 | 1.4808 | 17.1959 | 30.9229 | 84.4054 | 117.715 | 8.1808 | 1.4808 | 19.0153 | 30.9229 | 84.4054 | 117.715 | 8.1808 | 1.4808 | 19.0153
U | d095c | 17.7891 | 53.5361 | 88.056 | 7.8012 | 1.4808 | 17.0455 | 30.9229 | 84.4054 | 117.715 | 8.1808 | 1.4808 | 19.0153 | 30.9229 | 84.4054 | 117.715 | 8.1808 | 1.4808 | 19.0153
U | d095d | 17.7143 | 54.3535 | 87.881 | 7.8007 | 1.4808 | 16.9049 | 30.9229 | 84.4054 | 117.715 | 8.1808 | 1.4808 | 19.0153 | 30.9229 | 84.4054 | 117.715 | 8.1808 | 1.4808 | 19.0153
U | d095e | 18.1362 | 55.7476 | 88.8197 | 7.8022 | 1.4808 | 17.2079 | 30.9229 | 84.4054 | 117.715 | 8.1808 | 1.4808 | 19.0153 | 30.9229 | 84.4054 | 117.715 | 8.1808 | 1.4808 | 19.0153
U | d095f | 20.2485 | 62.1428 | 93.452 | 7.8061 | 1.4808 | 18.35 | 30.9229 | 84.4054 | 117.715 | 8.1808 | 1.4808 | 19.0153 | 30.9229 | 84.4054 | 117.715 | 8.1808 | 1.4808 | 19.0153
U | d095g | 25.4466 | 71.0528 | 104.124 | 7.8187 | 1.4808 | 19.0153 | 30.9229 | 84.4054 | 117.715 | 8.1808 | 1.4808 | 19.0153 | 30.9229 | 84.4054 | 117.715 | 8.1808 | 1.4808 | 19.0153
U | d095h | 29.5792 | 76.5619 | 111.31 | 7.8286 | 1.4808 | 19.0153 | 30.9229 | 84.4054 | 117.715 | 8.1808 | 1.4808 | 19.0153 | 30.9229 | 84.4054 | 117.715 | 8.1808 | 1.4808 | 19.0153
U | d095i | 30.1947 | 75.3031 | 111.831 | 7.8333 | 1.4808 | 19.0153 | 30.9229 | 84.4054 | 117.715 | 8.1808 | 1.4808 | 19.0153 | 30.9229 | 84.4054 | 117.715 | 8.1808 | 1.4808 | 19.0153
U | d095j | 30.5333 | 74.297 | 111.686 | 7.8383 | 1.4808 | 19.0153 | 30.9229 | 84.4054 | 117.715 | 8.1808 | 1.4808 | 19.0153 | 30.9229 | 84.4054 | 117.715 | 8.1808 | 1.4808 | 19.0153
U | d095k | 30.5609 | 74.461 | 112.139 | 7.8422 | 1.4808 | 19.0153 | 30.9229 | 84.4054 | 117.715 | 8.1808 | 1.4808 | 19.0153 | 30.9229 | 84.4054 | 117.715 | 8.1808 | 1.4808 | 19.0153
U | d095l | 30.5066 | 72.5507 | 111.922 | 7.845 | 1.4808 | 19.0153 | 30.9229 | 84.4054 | 117.715 | 8.1808 | 1.4808 | 19.0153 | 30.9229 | 84.4054 | 117.715 | 8.1808 | 1.4808 | 19.0153
U | d095m | 30.7225 | 71.1501 | 112.085 | 7.8446 | 1.4808 | 19.0153 | 30.9229 | 84.4054 | 117.715 | 8.1808 | 1.4808 | 19.0153 | 30.9229 | 84.4054 | 117.715 | 8.1808 | 1.4808 | 19.0153
U | d095n | 30.9229 | 71.1932 | 112.628 | 7.8464 | 1.4808 | 19.0153 | 30.9229 | 84.4054 | 117.715 | 8.1808 | 1.4808 | 19.0153 | 30.9229 | 84.4054 | 117.715 | 8.1808 | 1.4808 | 19.0153
U | d095o | 30.9229 | 69.9767 | 110.706 | 7.8403 | 1.4808 | 19.0153 | 30.9229 | 84.4054 | 117.715 | 8.1808 | 1.4808 | 19.0153 | 30.9229 | 84.4054 | 117.715 | 8.1808 | 1.4808 | 19.0153
U | d095p | 30.9229 | 71.709 | 112.955 | 7.8381 | 1.4808 | 19.0153 | 30.9229 | 84.4054 | 117.715 | 8.1808 | 1.4808 | 19.0153 | 30.9229 | 84.4054 | 117.715 | 8.1808 | 1.4808 | 19.0153
U | d095q | 30.9229 | 75.3702 | 115.238 | 7.837 | 1.4808 | 19.0153 | 30.9229 | 84.4054 | 117.715 | 8.1808 | 1.4808 | 19.0153 | 30.9229 | 84.4054 | 117.715 | 8.1808 | 1.4808 | 19.0153
U | d095r | 30.8908 | 75.1474 | 115.321 | 7.8312 | 1.4808 | 19.0153 | 30.9229 | 84.4054 | 117.715 | 8.1808 | 1.4808 | 19.0153 | 30.9229 | 84.4054 | 117.715 | 8.1808 | 1.4808 | 19.0153
U | d095s | 29.6715 | 70.3694 | 113.692 | 7.8272 | 1.4808 | 19.0153 | 30.9229 | 84.4054 | 117.715 | 8.1808 | 1.4808 | 19.0153 | 30.9229 | 84.4054 | 117.715 | 8.1808 | 1.4808 | 19.0153
U | d095t | 27.6445 | 65.0324 | 110.138 | 7.823 | 1.4808 | 19.0153 | 30.9229 | 84.4054 | 117.715 | 8.1808 | 1.4808 | 19.0153 | 30.9229 | 84.4054 | 117.715 | 8.1808 | 1.4808 | 19.0153
U | d095u | 25.668 | 61.1099 | 104.772 | 7.8209 | 1.4808 | 18.71 | 30.9229 | 84.4054 | 117.715 | 8.1808 | 1.4808 | 19.0153 | 30.9229 | 84.4054 | 117.715 | 8.1808 | 1.4808 | 19.0153
U | d095v | 24.5254 | 58.835 | 102.367 | 7.8178 | 1.4808 | 17.9694 | 30.9229 | 84.4054 | 117.715 | 8.1808 | 1.4808 | 19.0153 | 30.9229 | 84.4054 | 117.715 | 8.1808 | 1.4808 | 19.0153
U | d095x | 22.5758 | 56.1021 | 97.1787 | 7.8112 | 1.4808 | 16.9269 | 30.9229 | 84.4054 | 117.715 | 8.1808 | 1.4808 | 19.0153 | 30.9229 | 84.4054 | 117.715 | 8.1808 | 1.4808 | 19.0153
U | d095y | 21.4156 | 53.856 | 91.643 | 7.8024 | 1.4808 | 16.4403 | 30.9229 | 84.4054 | 117.715 | 8.1808 | 1.4808 | 19.0153 | 30.9229 | 84.4054 | 117.715 | 8.1808 | 1.4808 | 19.0153
U | d096a | 20.7494 | 54.0579 | 89.2819 | 7.8012 | 1.4808 | 16.1585 | 30.9229 | 84.4054 | 117.715 | 8.1808 | 1.4808 | 19.0153 | 30.9229 | 84.4054 | 117.715 | 8.1808 | 1.4808 | 19.0153
U | d096b | 20.6293 | 55.5824 | 89.0048 | 7.8014 | 1.4808 | 15.9617 | 30.9229 | 84.4054 | 117.715 | 8.1808 | 1.4808 | 19.0153 | 30.9229 | 84.4054 | 117.715 | 8.1808 | 1.4808 | 19.0153
U | d096c | 21.3419 | 57.3789 | 89.9567 | 7.8009 | 1.4808 | 15.8358 | 30.9229 | 84.4054 | 117.715 | 8.1808 | 1.4808 | 19.0153 | 30.9229 | 84.4054 | 117.715 | 8.1808 | 1.4808 | 19.0153
U | d096d | 22.1484 | 57.2668 | 90.0727 | 7.8008 | 1.4808 | 15.8327 | 30.9229 | 84.4054 | 117.715 | 8.1808 | 1.4808 | 19.0153 | 30.9229 | 84.4054 | 117.715 | 8.1808 | 1.4808 | 19.0153
U | d096e | 23.1162 | 57.8258 | 91.7899 | 7.8028 | 1.4808 | 16.3413 | 30.9229 | 84.4054 | 117.715 | 8.1808 | 1.4808 | 19.0153 | 30.9229 | 84.4054 | 117.715 | 8.1808 | 1.4808 | 19.0153
U | d096f | 24.915 | 63.5991 | 96.389 | 7.8056 | 1.4808 | 17.7598 | 30.9229 | 84.4054 | 117.715 | 8.1808 | 1.4808 | 19.0153 | 30.9229 | 84.4054 | 117.715 | 8.1808 | 1.4808 | 19.0153
U | d096g | 29.0799 | 73.2925 | 107.305 | 7.8185 | 1.4808 | 19.0153 | 30.9229 | 84.4054 | 117.715 | 8.1808 | 1.4808 | 19.0153 | 30.9229 | 84.4054 | 117.715 | 8.1808 | 1.4808 | 19.0153
U | d096h | 30.9229 | 79.938 | 113.568 | 7.8277 | 1.4808 | 19.0153 | 30.9229 | 84.4054 | 117.715 | 8.1808 | 1.4808 | 19.0153 | 30.9229 | 84.4054 | 117.715 | 8.1808 | 1.4808 | 19.0153
U | d096i | 30.9229 | 79.9279 | 113.291 | 7.8341 | 1.4808 | 19.0153 | 30.9229 | 84.4054 | 117.715 | 8.1808 | 1.4808 | 19.0153 | 30.9229 | 84.4054 | 117.715 | 8.1808 | 1.4808 | 19.0153
U | d096j | 30.9229 | 79.5619 | 113.864 | 7.8406 | 1.4808 | 19.0153 | 30.9229 | 84.4054 | 117.715 | 8.1808 | 1.4808 | 19.0153 | 30.9229 | 84.4054 | 117.715 | 8.1808 | 1.4808 | 19.0153
U | d096k | 30.9229 | 78.3118 | 114.753 | 7.8369 | 1.4808 | 19.0153 | 30.9229 | 84.4054 | 117.715 | 8.1808 | 1.4808 | 19.0153 | 30.9229 | 84.4054 | 117.715 | 8.1808 | 1.4808 | 19.0153
U | d096l | 30.9229 | 79.2995 | 115.685 | 7.8384 | 1.4808 | 19.0153 | 30.9229 | 84.4054 | 117.715 | 8.1808 | 1.4808 | 19.0153 | 30.9229 | 84.4054 | 117.715 | 8.1808 | 1.4808 | 19.0153
U | d096m | 30.9229 | 79.2403 | 115.429 | 7.8384 | 1.4808 | 19.0153 | 30.9229 | 84.4054 | 117.715 | 8.1808 | 1.4808 | 19.0153 | 30.9229 | 84.4054 | 117.715 | 8.1808 | 1.4808 | 19.0153
U | d096n | 30.9229 | 81.6799 | 115.854 | 7.8505 | 1.4808 | 19.0153 | 30.9229 | 84.4054 | 117.715 | 8.1808 | 1.4808 | 19.0153 | 30.9229 | 84.4054 | 117.715 | 8.1808 | 1.4808 | 19.0153
U | d096o | 30.9229 | 82.6311 | 116.542 | 7.8563 | 1.4808 | 19.0153 | 30.9229 | 84.4054 | 117.715 | 8.1808 | 1.4808 | 19.0153 | 30.9229 | 84.4054 | 117.715 | 8.1808 | 1.4808 | 19.0153
U | d096p | 30.9229 | 82.5386 | 116.532 | 7.8605 | 1.4808 | 19.0153 | 30.9229 | 84.4054 | 117.715 | 8.1808 | 1.4808 | 19.0153 | 30.9229 | 84.4054 | 117.715 | 8.1808 | 1.4808 | 19.0153
U | d096q | 30.9229 | 83.2689 | 117.554 | 7.8772 | 1.4808 | 19.0153 | 30.9229 | 84.4054 | 117.715 | 8.1808 | 1.4808 | 19.0153 | 30.9229 | 84.4054 | 117.715 | 8.1808 | 1.4808 | 19.0153
U | d096r | 30.9229 | 83.0487 | 117.715 | 7.8811 | 1.4808 | 19.0153 | 30.9229 | 84.4054 | 117.715 | 8.1808 | 1.4808 | 19.0153 | 30.9229 | 84.4054 | 117.715 | 8.1808 | 1.4808 | 19.0153
U | d096s | 30.9229 | 79.8834 | 116.138 | 7.849 | 1.4808 | 19.0153 | 30.9229 | 84.4054 | 117.715 | 8.1808 | 1.4808 | 19.0153 | 30.9229 | 84.4054 | 117.715 | 8.1808 | 1.4808 | 19.0153
U | d096t | 30.1007 | 73.664 | 114.559 | 7.84 | 1.4808 | 19.0153 | 30.9229 | 84.4054 | 117.715 | 8.1808 | 1.4808 | 19.0153 | 30.9229 | 84.4054 | 117.715 | 8.1808 | 1.4808 | 19.0153
U | d096u | 28.6533 | 68.2371 | 111.505 | 7.834 | 1.4808 | 18.8776 | 30.9229 | 84.4054 | 117.715 | 8.1808 | 1.4808 | 19.0153 | 30.9229 | 84.4054 | 117.715 | 8.1808 | 1.4808 | 19.0153
U | d096v | 27.5614 | 63.4212 | 106.289 | 7.8257 | 1.4808 | 17.9382 | 30.9229 | 84.4054 | 117.715 | 8.1808 | 1.4808 | 19.0153 | 30.9229 | 84.4054 | 117.715 | 8.1808 | 1.4808 | 19.0153
U | d096x | 26.3115 | 58.6258 | 101.27 | 7.8176 | 1.4808 | 16.8169 | 30.9229 | 84.4054 | 117.715 | 8.1808 | 1.4808 | 19.0153 | 30.9229 | 84.4054 | 117.715 | 8.1808 | 1.4808 | 19.0153
U | d096y | 25.3937 | 55.7339 | 95.7381 | 7.8074 | 1.4808 | 16.7381 | 30.9229 | 84.4054 | 117.715 | 8.1808 | 1.4808 | 19.0153 | 30.9229 | 84.4054 | 117.715 | 8.1808 | 1.4808 | 19.0153
U | d097a | 25.3843 | 57.7693 | 97.2608 | 7.805 | 1.4808 | 16.8128 | 30.9229 | 84.4054 | 117.715 | 8.1808 | 1.4808 | 19.0153 | 30.9229 | 84.4054 | 117.715 | 8.1808 | 1.4808 | 19.0153
U | d097b | 24.6879 | 58.3609 | 96.7308 | 7.8024 | 1.4808 | 16.4254 | 30.9229 | 84.4054 | 117.715 | 8.1808 | 1.4808 | 19.0153 | 30.9229 | 84.4054 | 117.715 | 8.1808 | 1.4808 | 19.0153
U | d097c | 24.7579 | 60.2829 | 98.4579 | 7.8011 | 1.4808 | 16.2922 | 30.9229 | 84.4054 | 117.715 | 8.1808 | 1.4808 | 19.0153 | 30.9229 | 84.4054 | 117.715 | 8.1808 | 1.4808 | 19.0153
U | d097d | 24.676 | 60.8716 | 97.779 | 7.8006 | 1.4808 | 16.3579 | 30.9229 | 84.4054 | 117.715 | 8.1808 | 1.4808 | 19.0153 | 30.9229 | 84.4054 | 117.715 | 8.1808 | 1.4808 | 19.0153
U | d097e | 24.7514 | 61.8365 | 98.5633 | 7.8017 | 1.4808 | 16.7866 | 30.9229 | 84.4054 | 117.715 | 8.1808 | 1.4808 | 19.0153 | 30.9229 | 84.4054 | 117.715 | 8.1808 | 1.4808 | 19.0153
U | d097f | 26.0603 | 67.2327 | 102.218 | 7.8042 | 1.4808 | 18.126 | 30.9229 | 84.4054 | 117.715 | 8.1808 | 1.4808 | 19.0153 | 30.9229 | 84.4054 | 117.715 | 8.1808 | 1.4808 | 19.0153
U | d097g | 29.6286 | 74.0811 | 108.606 | 7.8164 | 1.4808 | 19.0153 | 30.9229 | 84.4054 | 117.715 | 8.1808 | 1.4808 | 19.0153 | 30.9229 | 84.4054 | 117.715 | 8.1808 | 1.4808 | 19.0153
U | d097h | 30.9229 | 78.2765 | 111.275 | 7.8212 | 1.4808 | 19.0153 | 30.9229 | 84.4054 | 117.715 | 8.1808 | 1.4808 | 19.0153 | 30.9229 | 84.4054 | 117.715 | 8.1808 | 1.4808 | 19.0153
U | d097i | 30.9229 | 80.7717 | 112.209 | 7.8304 | 1.4808 | 19.0153 | 30.9229 | 84.4054 | 117.715 | 8.1808 | 1.4808 | 19.0153 | 30.9229 | 84.4054 | 117.715 | 8.1808 | 1.4808 | 19.0153
U | d097j | 30.9229 | 79.8421 | 111.257 | 7.8336 | 1.4808 | 19.0153 | 30.9229 | 84.4054 | 117.715 | 8.1808 | 1.4808 | 19.0153 | 30.9229 | 84.4054 | 117.715 | 8.1808 | 1.4808 | 19.0153
U | d097k | 30.9229 | 80.7841 | 111.516 | 7.8422 | 1.4808 | 19.0153 | 30.9229 | 84.4054 | 117.715 | 8.1808 | 1.4808 | 19.0153 | 30.9229 | 84.4054 | 117.715 | 8.1808 | 1.4808 | 19.0153
U | d097l | 30.9229 | 80.1035 | 109.486 | 7.8409 | 1.4808 | 19.0153 | 30.9229 | 84.4054 | 117.715 | 8.1808 | 1.4808 | 19.0153 | 30.9229 | 84.4054 | 117.715 | 8.1808 | 1.4808 | 19.0153
U | d097m | 30.9229 | 81.8936 | 112.31 | 7.8549 | 1.4808 | 19.0153 | 30.9229 | 84.4054 | 117.715 | 8.1808 | 1.4808 | 19.0153 | 30.9229 | 84.4054 | 117.715 | 8.1808 | 1.4808 | 19.0153
U | d097n | 30.9229 | 83.1595 | 114.782 | 7.8862 | 1.4808 | 19.0153 | 30.9229 | 84.4054 | 117.715 | 8.1808 | 1.4808 | 19.0153 | 30.9229 | 84.4054 | 117.715 | 8.1808 | 1.4808 | 19.0153
U | d097o | 30.9229 | 83.142 | 115.036 | 7.8759 | 1.4808 | 19.0153 | 30.9229 | 84.4054 | 117.715 | 8.1808 | 1.4808 | 19.0153 | 30.9229 | 84.4054 | 117.715 | 8.1808 | 1.4808 | 19.0153
U | d097p | 30.9229 | 83.435 | 115.795 | 7.8853 | 1.4808 | 19.0153 | 30.9229 | 84.4054 | 117.715 | 8.1808 | 1.4808 | 19.0153 | 30.9229 | 84.4054 | 117.715 | 8.1808 | 1.4808 | 19.0153
U | d097q | 30.9229 | 83.4179 | 116.035 | 7.8748 | 1.4808 | 19.0153 | 30.9229 | 84.4054 | 117.715 | 8.1808 | 1.4808 | 19.0153 | 30.9229 | 84.4054 | 117.715 | 8.1808 | 1.4808 | 19.0153
U | d097r | 30.9229 | 82.8979 | 116.092 | 7.8668 | 1.4808 | 19.0153 | 30.9229 | 84.4054 | 117.715 | 8.1808 | 1.4808 | 19.0153 | 30.9229 | 84.4054 | 117.715 | 8.1808 | 1.4808 | 19.0153
U | d097s | 30.9229 | 79.6834 | 114.062 | 7.8438 | 1.4808 | 19.0153 | 30.9229 | 84.4054 | 117.715 | 8.1808 | 1.4808 | 19.0153 | 30.9229 | 84.4054 | 117.715 | 8.1808 | 1.4808 | 19.0153
U | d097t | 30.9229 | 75.5811 | 111.854 | 7.836 | 1.4808 | 19.0153 | 30.9229 | 84.4054 | 117.715 | 8.1808 | 1.4808 | 19.0153 | 30.9229 | 84.4054 | 117.715 | 8.1808 | 1.4808 | 19.0153
U | d097u | 29.527 | 69.3858 | 106.394 | 7.8314 | 1.4808 | 19.0153 | 30.9229 | 84.4054 | 117.715 | 8.1808 | 1.4808 | 19.0153 | 30.9229 | 84.4054 | 117.715 | 8.1808 | 1.4808 | 19.0153
U | d097v | 27.8133 | 64.1553 | 101.443 | 7.8262 | 1.4808 | 18.4196 | 30.9229 | 84.4054 | 117.715 | 8.1808 | 1.4808 | 19.0153 | 30.9229 | 84.4054 | 117.715 | 8.1808 | 1.4808 | 19.0153
U | d097x | 26.0665 | 58.7848 | 95.4925 | 7.8174 | 1.4808 | 17.1676 | 30.9229 | 84.4054 | 117.715 | 8.1808 | 1.4808 | 19.0153 | 30.9229 | 84.4054 | 117.715 | 8.1808 | 1.4808 | 19.0153
U | d097y | 23.9837 | 53.2558 | 87.4614 | 7.8082 | 1.4808 | 16.8823 | 30.9229 | 84.4054 | 117.715 | 8.1808 | 1.4808 | 19.0153 | 30.9229 | 84.4054 | 117.715 | 8.1808 | 1.4808 | 19.0153
U | d098a | 23.0336 | 52.0117 | 86.1456 | 7.8064 | 1.4808 | 16.7155 | 30.9229 | 84.4054 | 117.715 | 8.1808 | 1.4808 | 19.0153 | 30.9229 | 84.4054 | 117.715 | 8.1808 | 1.4808 | 19.0153
U | d098b | 22.3216 | 51.1732 | 85.5808 | 7.8055 | 1.4808 | 16.4874 | 30.9229 | 84.4054 | 117.715 | 8.1808 | 1.4808 | 19.0153 | 30.9229 | 84.4054 | 117.715 | 8.1808 | 1.4808 | 19.0153
U | d098c | 22.1325 | 51.2584 | 87.3104 | 7.8049 | 1.4808 | 16.2359 | 30.9229 | 84.4054 | 117.715 | 8.1808 | 1.4808 | 19.0153 | 30.9229 | 84.4054 | 117.715 | 8.1808 | 1.4808 | 19.0153
U | d098d | 22.1902 | 50.1132 | 87.7315 | 7.8048 | 1.4808 | 16.3801 | 30.9229 | 84.4054 | 117.715 | 8.1808 | 1.4808 | 19.0153 | 30.9229 | 84.4054 | 117.715 | 8.1808 | 1.4808 | 19.0153
U | d098e | 22.3655 | 48.6685 | 88.1332 | 7.806 | 1.4808 | 16.8363 | 30.9229 | 84.4054 | 117.715 | 8.1808 | 1.4808 | 19.0153 | 30.9229 | 84.4054 | 117.715 | 8.1808 | 1.4808 | 19.0153
U | d098f | 22.7214 | 51.1996 | 90.5408 | 7.8076 | 1.4808 | 17.8932 | 30.9229 | 84.4054 | 117.715 | 8.1808 | 1.4808 | 19.0153 | 30.9229 | 84.4054 | 117.715 | 8.1808 | 1.4808 | 19.0153
U | d098g | 23.9714 | 55.3027 | 95.9767 | 7.8152 | 1.4808 | 18.2579 | 30.9229 | 84.4054 | 117.715 | 8.1808 | 1.4808 | 19.0153 | 30.9229 | 84.4054 | 117.715 | 8.1808 | 1.4808 | 19.0153
U | d098h | 24.6653 | 58.9281 | 102.83 | 7.819 | 1.4808 | 18.4949 | 30.9229 | 84.4054 | 117.715 | 8.1808 | 1.4808 | 19.0153 | 30.9229 | 84.4054 | 117.715 | 8.1808 | 1.4808 | 19.0153
U | d098i | 24.9926 | 61.6244 | 108.651 | 7.8248 | 1.4808 | 18.7232 | 30.9229 | 84.4054 | 117.715 | 8.1808 | 1.4808 | 19.0153 | 30.9229 | 84.4054 | 117.715 | 8.1808 | 1.4808 | 19.0153
U | d098j | 25.8783 | 65.6354 | 113.004 | 7.8303 | 1.4808 | 19.0153 | 30.9229 | 84.4054 | 117.715 | 8.1808 | 1.4808 | 19.0153 | 30.9229 | 84.4054 | 117.715 | 8.1808 | 1.4808 | 19.0153
U | d098k | 26.5036 | 67.4667 | 113.836 | 7.8296 | 1.4808 | 19.0153 | 30.9229 | 84.4054 | 117.715 | 8.1808 | 1.4808 | 19.0153 | 30.9229 | 84.4054 | 117.715 | 8.1808 | 1.4808 | 19.0153
U | d098l | 27.7478 | 70.7963 | 115.084 | 7.8336 | 1.4808 | 19.0153 | 30.9229 | 84.4054 | 117.715 | 8.1808 | 1.4808 | 19.0153 | 30.9229 | 84.4054 | 117.715 | 8.1808 | 1.4808 | 19.0153
U | d098m | 27.6295 | 73.4171 | 115.563 | 7.8344 | 1.4808 | 19.0153 | 30.9229 | 84.4054 | 117.715 | 8.1808 | 1.4808 | 19.0153 | 30.9229 | 84.4054 | 117.715 | 8.1808 | 1.4808 | 19.0153
U | d098n | 27.0725 | 74.5229 | 115.687 | 7.8357 | 1.4808 | 19.0153 | 30.9229 | 84.4054 | 117.715 | 8.1808 | 1.4808 | 19.0153 | 30.9229 | 84.4054 | 117.715 | 8.1808 | 1.4808 | 19.0153
U | d098o | 26.1275 | 76.4066 | 115.816 | 7.8331 | 1.4808 | 19.0153 | 30.9229 | 84.4054 | 117.715 | 8.1808 | 1.4808 | 19.0153 | 30.9229 | 84.4054 | 117.715 | 8.1808 | 1.4808 | 19.0153
U | d098p | 23.7529 | 75.8338 | 115.397 | 7.8323 | 1.4808 | 19.0093 | 30.9229 | 84.4054 | 117.715 | 8.1808 | 1.4808 | 19.0153 | 30.9229 | 84.4054 | 117.715 | 8.1808 | 1.4808 | 19.0153
U | d098q | 23.568 | 77.3163 | 115.468 | 7.8294 | 1.4808 | 18.8147 | 30.9229 | 84.4054 | 117.715 | 8.1808 | 1.4808 | 19.0153 | 30.9229 | 84.4054 | 117.715 | 8.1808 | 1.4808 | 19.0153
U | d098r | 23.6161 | 77.7703 | 115.703 | 7.8271 | 1.4808 | 18.9714 | 30.9229 | 84.4054 | 117.715 | 8.1808 | 1.4808 | 19.0153 | 30.9229 | 84.4054 | 117.715 | 8.1808 | 1.4808 | 19.0153
U | d098s | 22.8432 | 74.5381 | 114.571 | 7.8234 | 1.4808 | 18.6295 | 30.9229 | 84.4054 | 117.715 | 8.1808 | 1.4808 | 19.0153 | 30.9229 | 84.4054 | 117.715 | 8.1808 | 1.4808 | 19.0153
U | d098t | 22.217 | 70.8293 | 112.967 | 7.8204 | 1.4808 | 18.5295 | 30.9229 | 84.4054 | 117.715 | 8.1808 | 1.4808 | 19.0153 | 30.9229 | 84.4054 | 117.715 | 8.1808 | 1.4808 | 19.0153
U | d098u | 21.2889 | 66.923 | 109.715 | 7.8178 | 1.4808 | 18.1375 | 30.9229 | 84.4054 | 117.715 | 8.1808 | 1.4808 | 19.0153 | 30.9229 | 84.4054 | 117.715 | 8.1808 | 1.4808 | 19.0153
U | d098v | 20.7032 | 64.1299 | 106.095 | 7.8141 | 1.4808 | 17.4926 | 30.9229 | 84.4054 | 117.715 | 8.1808 | 1.4808 | 19.0153 | 30.9229 | 84.4054 | 117.715 | 8.1808 | 1.4808 | 19.0153
U | d098x | 18.7376 | 58.1078 | 98.3462 | 7.8073 | 1.4808 | 15.8641 | 30.9229 | 84.4054 | 117.715 | 8.1808 | 1.4808 | 19.0153 | 30.9229 | 84.4054 | 117.715 | 8.1808 | 1.4808 | 19.0153
U | d098y | 17.4967 | 53.7464 | 91.3879 | 7.7984 | 1.4808 | 15.5898 | 30.9229 | 84.4054 | 117.715 | 8.1808 | 1.4808 | 19.0153 | 30.9229 | 84.4054 | 117.715 | 8.1808 | 1.4808 | 19.0153
U | d099a | 16.7028 | 52.8394 | 89.8813 | 7.7943 | 1.4808 | 15.2681 | 30.9229 | 84.4054 | 117.715 | 8.1808 | 1.4808 | 19.0153 | 30.9229 | 84.4054 | 117.715 | 8.1808 | 1.4808 | 19.0153
U | d099b | 15.9522 | 52.9031 | 90.1299 | 7.7921 | 1.4808 | 15.0854 | 30.9229 | 84.4054 | 117.715 | 8.1808 | 1.4808 | 19.0153 | 30.9229 | 84.4054 | 117.715 | 8.1808 | 1.4808 | 19.0153
U | d099c | 15.6554 | 54.3984 | 92.0627 | 7.7918 | 1.4808 | 15.0694 | 30.9229 | 84.4054 | 117.715 | 8.1808 | 1.4808 | 19.0153 | 30.9229 | 84.4054 | 117.715 | 8.1808 | 1.4808 | 19.0153
U | d099d | 15.5617 | 53.7921 | 90.75 | 7.7914 | 1.4808 | 14.9993 | 30.9229 | 84.4054 | 117.715 | 8.1808 | 1.4808 | 19.0153 | 30.9229 | 84.4054 | 117.715 | 8.1808 | 1.4808 | 19.0153
U | d099e | 15.6804 | 52.4913 | 89.3653 | 7.7911 | 1.4808 | 15.1899 | 30.9229 | 84.4054 | 117.715 | 8.1808 | 1.4808 | 19.0153 | 30.9229 | 84.4054 | 117.715 | 8.1808 | 1.4808 | 19.0153
U | d099f | 16.5954 | 51.8511 | 89.2885 | 7.7928 | 1.4808 | 15.4813 | 30.9229 | 84.4054 | 117.715 | 8.1808 | 1.4808 | 19.0153 | 30.9229 | 84.4054 | 117.715 | 8.1808 | 1.4808 | 19.0153
U | d099g | 17.9563 | 52.2614 | 90.9522 | 7.7951 | 1.4808 | 16.2369 | 30.9229 | 84.4054 | 117.715 | 8.1808 | 1.4808 | 19.0153 | 30.9229 | 84.4054 | 117.715 | 8.1808 | 1.4808 | 19.0153
U | d099h | 20.7282 | 55.9791 | 96.7089 | 7.8011 | 1.4808 | 17.3966 | 30.9229 | 84.4054 | 117.715 | 8.1808 | 1.4808 | 19.0153 | 30.9229 | 84.4054 | 117.715 | 8.1808 | 1.4808 | 19.0153
U | d099i | 22.3281 | 56.2385 | 97.8604 | 7.8068 | 1.4808 | 17.855 | 30.9229 | 84.4054 | 117.715 | 8.1808 | 1.4808 | 19.0153 | 30.9229 | 84.4054 | 117.715 | 8.1808 | 1.4808 | 19.0153
U | d099j | 22.5611 | 52.3594 | 94.004 | 7.8092 | 1.4808 | 17.7759 | 30.9229 | 84.4054 | 117.715 | 8.1808 | 1.4808 | 19.0153 | 30.9229 | 84.4054 | 117.715 | 8.1808 | 1.4808 | 19.0153
U | d099k | 23.5136 | 53.3262 | 96.9766 | 7.8112 | 1.4808 | 17.8893 | 30.9229 | 84.4054 | 117.715 | 8.1808 | 1.4808 | 19.0153 | 30.9229 | 84.4054 | 117.715 | 8.1808 | 1.4808 | 19.0153
U | d099l | 24.4411 | 57.5943 | 103.443 | 7.816 | 1.4808 | 18.4427 | 30.9229 | 84.4054 | 117.715 | 8.1808 | 1.4808 | 19.0153 | 30.9229 | 84.4054 | 117.715 | 8.1808 | 1.4808 | 19.0153
U | d099m | 26.4092 | 63.2962 | 110.174 | 7.8221 | 1.4808 | 19.0153 | 30.9229 | 84.4054 | 117.715 | 8.1808 | 1.4808 | 19.0153 | 30.9229 | 84.4054 | 117.715 | 8.1808 | 1.4808 | 19.0153
U | d099n | 26.6228 | 62.2351 | 110.281 | 7.8244 | 1.4808 | 19.0153 | 30.9229 | 84.4054 | 117.715 | 8.1808 | 1.4808 | 19.0153 | 30.9229 | 84.4054 | 117.715 | 8.1808 | 1.4808 | 19.0153
U | d099o | 26.1497 | 60.0253 | 107.174 | 7.824 | 1.4808 | 19.0153 | 30.9229 | 84.4054 | 117.715 | 8.1808 | 1.4808 | 19.0153 | 30.9229 | 84.4054 | 117.715 | 8.1808 | 1.4808 | 19.0153
U | d099p | 27.2393 | 64.3055 | 110.915 | 7.8292 | 1.4808 | 19.0153 | 30.9229 | 84.4054 | 117.715 | 8.1808 | 1.4808 | 19.0153 | 30.9229 | 84.4054 | 117.715 | 8.1808 | 1.4808 | 19.0153
U | d099q | 27.5113 | 66.6038 | 112.604 | 7.8336 | 1.4808 | 19.0153 | 30.9229 | 84.4054 | 117.715 | 8.1808 | 1.4808 | 19.0153 | 30.9229 | 84.4054 | 117.715 | 8.1808 | 1.4808 | 19.0153
U | d099r | 26.4731 | 63.4339 | 110.335 | 7.8325 | 1.4808 | 19.0153 | 30.9229 | 84.4054 | 117.715 | 8.1808 | 1.4808 | 19.0153 | 30.9229 | 84.4054 | 117.715 | 8.1808 | 1.4808 | 19.0153
U | d099s | 24.4221 | 57.0473 | 104.322 | 7.8278 | 1.4808 | 18.9637 | 30.9229 | 84.4054 | 117.715 | 8.1808 | 1.4808 | 19.0153 | 30.9229 | 84.4054 | 117.715 | 8.1808 | 1.4808 | 19.0153
U | d099t | 24.7651 | 56.4165 | 104.395 | 7.8271 | 1.4808 | 18.9302 | 30.9229 | 84.4054 | 117.715 | 8.1808 | 1.4808 | 19.0153 | 30.9229 | 84.4054 | 117.715 | 8.1808 | 1.4808 | 19.0153
U | d099u | 23.7855 | 52.8606 | 99.839 | 7.8217 | 1.4808 | 18.4691 | 30.9229 | 84.4054 | 117.715 | 8.1808 | 1.4808 | 19.0153 | 30.9229 | 84.4054 | 117.715 | 8.1808 | 1.4808 | 19.0153
U | d099v | 23.2327 | 50.5457 | 97.1235 | 7.8177 | 1.4808 | 18.1275 | 30.9229 | 84.4054 | 117.715 | 8.1808 | 1.4808 | 19.0153 | 30.9229 | 84.4054 | 117.715 | 8.1808 | 1.4808 | 19.0153
U | d099x | 21.8514 | 43.9243 | 88.8722 | 7.8108 | 1.4808 | 17.0486 | 30.9229 | 84.4054 | 117.715 | 8.1808 | 1.4808 | 19.0153 | 30.9229 | 84.4054 | 117.715 | 8.1808 | 1.4808 | 19.0153
U | d099y | 19.8207 | 41.3687 | 85.7047 | 7.8042 | 1.4808 | 16.9255 | 30.9229 | 84.4054 | 117.715 | 8.1808 | 1.4808 | 19.0153 | 30.9229 | 84.4054 | 117.715 | 8.1808 | 1.4808 | 19.0153
U | d100a | 18.7952 | 41.6532 | 85.2861 | 7.8011 | 1.4808 | 16.6732 | 30.9229 | 84.4054 | 117.715 | 8.1808 | 1.4808 | 19.0153 | 30.9229 | 84.4054 | 117.715 | 8.1808 | 1.4808 | 19.0153
U | d100b | 18.0047 | 41.2858 | 85.4935 | 7.7985 | 1.4808 | 16.469 | 30.9229 | 84.4054 | 117.715 | 8.1808 | 1.4808 | 19.0153 | 30.9229 | 84.4054 | 117.715 | 8.1808 | 1.4808 | 19.0153
U | d100c | 17.9101 | 41.8897 | 86.8077 | 7.7968 | 1.4808 | 16.5125 | 30.9229 | 84.4054 | 117.715 | 8.1808 | 1.4808 | 19.0153 | 30.9229 | 84.4054 | 117.715 | 8.1808 | 1.4808 | 19.0153
U | d100d | 17.9615 | 41.7547 | 86.4758 | 7.7957 | 1.4808 | 16.4175 | 30.9229 | 84.4054 | 117.715 | 8.1808 | 1.4808 | 19.0153 | 30.9229 | 84.4054 | 117.715 | 8.1808 | 1.4808 | 19.0153
U | d100e | 17.9133 | 41.6907 | 86.3045 | 7.7958 | 1.4808 | 16.5198 | 30.9229 | 84.4054 | 117.715 | 8.1808 | 1.4808 | 19.0153 | 30.9229 | 84.4054 | 117.715 | 8.1808 | 1.4808 | 19.0153
U | d100f | 19.0345 | 44.8852 | 89.7002 | 7.7991 | 1.4808 | 17.1042 | 30.9229 | 84.4054 | 117.715 | 8.1808 | 1.4808 | 19.0153 | 30.9229 | 84.4054 | 117.715 | 8.1808 | 1.4808 | 19.0153
U | d100g | 21.2316 | 53.0097 | 101.11 | 7.8059 | 1.4808 | 18.8043 | 30.9229 | 84.4054 | 117.715 | 8.1808 | 1.4808 | 19.0153 | 30.9229 | 84.4054 | 117.715 | 8.1808 | 1.4808 | 19.0153
U | d100h | 24.148 | 57.0471 | 105.105 | 7.8117 | 1.4808 | 19.0153 | 30.9229 | 84.4054 | 117.715 | 8.1808 | 1.4808 | 19.0153 | 30.9229 | 84.4054 | 117.715 | 8.1808 | 1.4808 | 19.0153
U | d100i | 25.627 | 56.2184 | 104.695 | 7.8177 | 1.4808 | 19.0153 | 30.9229 | 84.4054 | 117.715 | 8.1808 | 1.4808 | 19.0153 | 30.9229 | 84.4054 | 117.715 | 8.1808 | 1.4808 | 19.0153
U | d100j | 27.3793 | 58.0596 | 105.718 | 7.8243 | 1.4808 | 19.0153 | 30.9229 | 84.4054 | 117.715 | 8.1808 | 1.4808 | 19.0153 | 30.9229 | 84.4054 | 117.715 | 8.1808 | 1.4808 | 19.0153
U | d100k | 26.8387 | 53.9748 | 101.403 | 7.8258 | 1.4808 | 19.0153 | 30.9229 | 84.4054 | 117.715 | 8.1808 | 1.4808 | 19.0153 | 30.9229 | 84.4054 | 117.715 | 8.1808 | 1.4808 | 19.0153
U | d100l | 26.4749 | 52.5611 | 99.2537 | 7.8301 | 1.4808 | 19.0153 | 30.9229 | 84.4054 | 117.715 | 8.1808 | 1.4808 | 19.0153 | 30.9229 | 84.4054 | 117.715 | 8.1808 | 1.4808 | 19.0153
U | d100m | 26.1048 | 53.1242 | 99.6595 | 7.8312 | 1.4808 | 19.0153 | 30.9229 | 84.4054 | 117.715 | 8.1808 | 1.4808 | 19.0153 | 30.9229 | 84.4054 | 117.715 | 8.1808 | 1.4808 | 19.0153
U | d100n | 26.5152 | 56.7242 | 105.082 | 7.8327 | 1.4808 | 19.0153 | 30.9229 | 84.4054 | 117.715 | 8.1808 | 1.4808 | 19.0153 | 30.9229 | 84.4054 | 117.715 | 8.1808 | 1.4808 | 19.0153
U | d100o | 26.5015 | 59.6562 | 106.991 | 7.8284 | 1.4808 | 19.0153 | 30.9229 | 84.4054 | 117.715 | 8.1808 | 1.4808 | 19.0153 | 30.9229 | 84.4054 | 117.715 | 8.1808 | 1.4808 | 19.0153
U | d100p | 27.2157 | 65.4168 | 113.138 | 7.8284 | 1.4808 | 19.0153 | 30.9229 | 84.4054 | 117.715 | 8.1808 | 1.4808 | 19.0153 | 30.9229 | 84.4054 | 117.715 | 8.1808 | 1.4808 | 19.0153
U | d100q | 26.7971 | 66.3055 | 113.446 | 7.8278 | 1.4808 | 19.0153 | 30.9229 | 84.4054 | 117.715 | 8.1808 | 1.4808 | 19.0153 | 30.9229 | 84.4054 | 117.715 | 8.1808 | 1.4808 | 19.0153
U | d100r | 27.4151 | 68.0816 | 114.553 | 7.8291 | 1.4808 | 19.0153 | 30.9229 | 84.4054 | 117.715 | 8.1808 | 1.4808 | 19.0153 | 30.9229 | 84.4054 | 117.715 | 8.1808 | 1.4808 | 19.0153
U | d100s | 25.3473 | 60.1391 | 109.696 | 7.8235 | 1.4808 | 19.0153 | 30.9229 | 84.4054 | 117.715 | 8.1808 | 1.4808 | 19.0153 | 30.9229 | 84.4054 | 117.715 | 8.1808 | 1.4808 | 19.0153
U | d100t | 24.155 | 54.1048 | 103.169 | 7.8207 | 1.4808 | 19.0153 | 30.9229 | 84.4054 | 117.715 | 8.1808 | 1.4808 | 19.0153 | 30.9229 | 84.4054 | 117.715 | 8.1808 | 1.4808 | 19.0153
U | d100u | 22.1581 | 47.9814 | 94.4412 | 7.8158 | 1.4808 | 18.7131 | 30.9229 | 84.4054 | 117.715 | 8.1808 | 1.4808 | 19.0153 | 30.9229 | 84.4054 | 117.715 | 8.1808 | 1.4808 | 19.0153
U | d100v | 23.4097 | 49.8577 | 97.1653 | 7.8156 | 1.4808 | 18.4608 | 30.9229 | 84.4054 | 117.715 | 8.1808 | 1.4808 | 19.0153 | 30.9229 | 84.4054 | 117.715 | 8.1808 | 1.4808 | 19.0153
U | d100x | 22.2526 | 42.8346 | 88.0848 | 7.8091 | 1.4808 | 17.3347 | 30.9229 | 84.4054 | 117.715 | 8.1808 | 1.4808 | 19.0153 | 30.9229 | 84.4054 | 117.715 | 8.1808 | 1.4808 | 19.0153
U | d100y | 21.9024 | 42.7551 | 87.3468 | 7.8044 | 1.4808 | 17.0897 | 30.9229 | 84.4054 | 117.715 | 8.1808 | 1.4808 | 19.0153 | 30.9229 | 84.4054 | 117.715 | 8.1808 | 1.4808 | 19.0153
U | d101a | 21.1291 | 42.2351 | 85.3822 | 7.8025 | 1.4808 | 16.6723 | 30.9229 | 84.4054 | 117.715 | 8.1808 | 1.4808 | 19.0153 | 30.9229 | 84.4054 | 117.715 | 8.1808 | 1.4808 | 19.0153
U | d101b | 21.3313 | 44.1484 | 87.9526 | 7.8018 | 1.4808 | 16.5261 | 30.9229 | 84.4054 | 117.715 | 8.1808 | 1.4808 | 19.0153 | 30.9229 | 84.4054 | 117.715 | 8.1808 | 1.4808 | 19.0153
U | d101c | 22.0034 | 46.0193 | 90.5152 | 7.803 | 1.4808 | 16.4725 | 30.9229 | 84.4054 | 117.715 | 8.1808 | 1.4808 | 19.0153 | 30.9229 | 84.4054 | 117.715 | 8.1808 | 1.4808 | 19.0153
U | d101d | 22.0589 | 46.8215 | 91.6921 | 7.8045 | 1.4808 | 16.6115 | 30.9229 | 84.4054 | 117.715 | 8.1808 | 1.4808 | 19.0153 | 30.9229 | 84.4054 | 117.715 | 8.1808 | 1.4808 | 19.0153
U | d101e | 22.2597 | 48.2047 | 93.6006 | 7.8065 | 1.4808 | 16.9735 | 30.9229 | 84.4054 | 117.715 | 8.1808 | 1.4808 | 19.0153 | 30.9229 | 84.4054 | 117.715 | 8.1808 | 1.4808 | 19.0153
U | d101f | 23.7981 | 52.5688 | 97.2485 | 7.8112 | 1.4808 | 18.226 | 30.9229 | 84.4054 | 117.715 | 8.1808 | 1.4808 | 19.0153 | 30.9229 | 84.4054 | 117.715 | 8.1808 | 1.4808 | 19.0153
U | d101g | 28.2529 | 62.0182 | 108.375 | 7.8243 | 1.4808 | 19.0153 | 30.9229 | 84.4054 | 117.715 | 8.1808 | 1.4808 | 19.0153 | 30.9229 | 84.4054 | 117.715 | 8.1808 | 1.4808 | 19.0153
U | d101h | 30.7573 | 70.9715 | 114.399 | 7.8396 | 1.4808 | 19.0153 | 30.9229 | 84.4054 | 117.715 | 8.1808 | 1.4808 | 19.0153 | 30.9229 | 84.4054 | 117.715 | 8.1808 | 1.4808 | 19.0153
U | d101i | 30.7584 | 69.9913 | 114.183 | 7.8432 | 1.4808 | 19.0153 | 30.9229 | 84.4054 | 117.715 | 8.1808 | 1.4808 | 19.0153 | 30.9229 | 84.4054 | 117.715 | 8.1808 | 1.4808 | 19.0153
U | d101j | 30.7394 | 63.5931 | 111.01 | 7.8402 | 1.4808 | 19.0153 | 30.9229 | 84.4054 | 117.715 | 8.1808 | 1.4808 | 19.0153 | 30.9229 | 84.4054 | 117.715 | 8.1808 | 1.4808 | 19.0153
U | d101k | 30.7212 | 62.0794 | 111.999 | 7.8395 | 1.4808 | 19.0153 | 30.9229 | 84.4054 | 117.715 | 8.1808 | 1.4808 | 19.0153 | 30.9229 | 84.4054 | 117.715 | 8.1808 | 1.4808 | 19.0153
U | d101l | 30.729 | 62.8503 | 113.179 | 7.8369 | 1.4808 | 19.0153 | 30.9229 | 84.4054 | 117.715 | 8.1808 | 1.4808 | 19.0153 | 30.9229 | 84.4054 | 117.715 | 8.1808 | 1.4808 | 19.0153
U | d101m | 30.7284 | 65.6558 | 113.941 | 7.8331 | 1.4808 | 19.0153 | 30.9229 | 84.4054 | 117.715 | 8.1808 | 1.4808 | 19.0153 | 30.9229 | 84.4054 | 117.715 | 8.1808 | 1.4808 | 19.0153
U | d101n | 30.7309 | 67.7324 | 114.635 | 7.8292 | 1.4808 | 19.0153 | 30.9229 | 84.4054 | 117.715 | 8.1808 | 1.4808 | 19.0153 | 30.9229 | 84.4054 | 117.715 | 8.1808 | 1.4808 | 19.0153
U | d101o | 30.7504 | 72.259 | 115.567 | 7.8279 | 1.4808 | 19.0153 | 30.9229 | 84.4054 | 117.715 | 8.1808 | 1.4808 | 19.0153 | 30.9229 | 84.4054 | 117.715 | 8.1808 | 1.4808 | 19.0153
U | d101p | 30.7318 | 70.1356 | 114.989 | 7.8241 | 1.4808 | 19.0153 | 30.9229 | 84.4054 | 117.715 | 8.1808 | 1.4808 | 19.0153 | 30.9229 | 84.4054 | 117.715 | 8.1808 | 1.4808 | 19.0153
U | d101q | 30.7655 | 77.0511 | 117.142 | 7.829 | 1.4808 | 19.0153 | 30.9229 | 84.4054 | 117.715 | 8.1808 | 1.4808 | 19.0153 | 30.9229 | 84.4054 | 117.715 | 8.1808 | 1.4808 | 19.0153
U | d101r | 30.7202 | 73.3006 | 116.098 | 7.8242 | 1.4808 | 19.0153 | 30.9229 | 84.4054 | 117.715 | 8.1808 | 1.4808 | 19.0153 | 30.9229 | 84.4054 | 117.715 | 8.1808 | 1.4808 | 19.0153
U | d101s | 30.0478 | 66.3799 | 114.327 | 7.8205 | 1.4808 | 19.0153 | 30.9229 | 84.4054 | 117.715 | 8.1808 | 1.4808 | 19.0153 | 30.9229 | 84.4054 | 117.715 | 8.1808 | 1.4808 | 19.0153
U | d101t | 29.2377 | 64.3147 | 113.941 | 7.8211 | 1.4808 | 19.0153 | 30.9229 | 84.4054 | 117.715 | 8.1808 | 1.4808 | 19.0153 | 30.9229 | 84.4054 | 117.715 | 8.1808 | 1.4808 | 19.0153
U | d101u | 25.9648 | 56.5769 | 109.079 | 7.8166 | 1.4808 | 19.0153 | 30.9229 | 84.4054 | 117.715 | 8.1808 | 1.4808 | 19.0153 | 30.9229 | 84.4054 | 117.715 | 8.1808 | 1.4808 | 19.0153
U | d101v | 22.4892 | 53.3595 | 105.431 | 7.8115 | 1.4808 | 19.0153 | 30.9229 | 84.4054 | 117.715 | 8.1808 | 1.4808 | 19.0153 | 30.9229 | 84.4054 | 117.715 | 8.1808 | 1.4808 | 19.0153
U | d101x | 19.0134 | 45.0637 | 95.616 | 7.8038 | 1.4808 | 17.9403 | 30.9229 | 84.4054 | 117.715 | 8.1808 | 1.4808 | 19.0153 | 30.9229 | 84.4054 | 117.715 | 8.1808 | 1.4808 | 19.0153
U | d101y | 17.3817 | 41.375 | 88.8811 | 7.7945 | 1.4808 | 17.5184 | 30.9229 | 84.4054 | 117.715 | 8.1808 | 1.4808 | 19.0153 | 30.9229 | 84.4054 | 117.715 | 8.1808 | 1.4808 | 19.0153
U | d102a | 16.2385 | 40.8441 | 87.2714 | 7.7912 | 1.4808 | 17.1511 | 30.9229 | 84.4054 | 117.715 | 8.1808 | 1.4808 | 19.0153 | 30.9229 | 84.4054 | 117.715 | 8.1808 | 1.4808 | 19.0153
U | d102b | 15.8085 | 42.6022 | 90.1888 | 7.7909 | 1.4808 | 17.0875 | 30.9229 | 84.4054 | 117.715 | 8.1808 | 1.4808 | 19.0153 | 30.9229 | 84.4054 | 117.715 | 8.1808 | 1.4808 | 19.0153
U | d102c | 15.6173 | 44.6674 | 93.1939 | 7.7911 | 1.4808 | 16.8298 | 30.9229 | 84.4054 | 117.715 | 8.1808 | 1.4808 | 19.0153 | 30.9229 | 84.4054 | 117.715 | 8.1808 | 1.4808 | 19.0153
U | d102d | 15.3913 | 44.0294 | 92.8213 | 7.791 | 1.4808 | 16.6687 | 30.9229 | 84.4054 | 117.715 | 8.1808 | 1.4808 | 19.0153 | 30.9229 | 84.4054 | 117.715 | 8.1808 | 1.4808 | 19.0153
U | d102e | 15.6377 | 44.5201 | 93.9808 | 7.7933 | 1.4808 | 16.9967 | 30.9229 | 84.4054 | 117.715 | 8.1808 | 1.4808 | 19.0153 | 30.9229 | 84.4054 | 117.715 | 8.1808 | 1.4808 | 19.0153
U | d102f | 16.9339 | 49.2681 | 97.5015 | 7.7971 | 1.4808 | 18.1364 | 30.9229 | 84.4054 | 117.715 | 8.1808 | 1.4808 | 19.0153 | 30.9229 | 84.4054 | 117.715 | 8.1808 | 1.4808 | 19.0153
U | d102g | 20.5606 | 59.0808 | 109.124 | 7.8082 | 1.4808 | 18.9226 | 30.9229 | 84.4054 | 117.715 | 8.1808 | 1.4808 | 19.0153 | 30.9229 | 84.4054 | 117.715 | 8.1808 | 1.4808 | 19.0153
U | d102h | 24.7532 | 67.805 | 114.87 | 7.8152 | 1.4808 | 19.0153 | 30.9229 | 84.4054 | 117.715 | 8.1808 | 1.4808 | 19.0153 | 30.9229 | 84.4054 | 117.715 | 8.1808 | 1.4808 | 19.0153
U | d102i | 24.9556 | 68.3745 | 115.343 | 7.8171 | 1.4808 | 19.0153 | 30.9229 | 84.4054 | 117.715 | 8.1808 | 1.4808 | 19.0153 | 30.9229 | 84.4054 | 117.715 | 8.1808 | 1.4808 | 19.0153
U | d102j | 25.3982 | 68.1922 | 115.481 | 7.8181 | 1.4808 | 19.0153 | 30.9229 | 84.4054 | 117.715 | 8.1808 | 1.4808 | 19.0153 | 30.9229 | 84.4054 | 117.715 | 8.1808 | 1.4808 | 19.0153
U | d102k | 26.0669 | 71.5453 | 115.752 | 7.8204 | 1.4808 | 19.0153 | 30.9229 | 84.4054 | 117.715 | 8.1808 | 1.4808 | 19.0153 | 30.9229 | 84.4054 | 117.715 | 8.1808 | 1.4808 | 19.0153
U | d102l | 26.2213 | 74.195 | 116.038 | 7.8203 | 1.4808 | 19.0153 | 30.9229 | 84.4054 | 117.715 | 8.1808 | 1.4808 | 19.0153 | 30.9229 | 84.4054 | 117.715 | 8.1808 | 1.4808 | 19.0153
U | d102m | 26.2569 | 75.2645 | 116.187 | 7.8194 | 1.4808 | 19.0153 | 30.9229 | 84.4054 | 117.715 | 8.1808 | 1.4808 | 19.0153 | 30.9229 | 84.4054 | 117.715 | 8.1808 | 1.4808 | 19.0153
U | d102n | 26.4134 | 75.1354 | 116.22 | 7.8198 | 1.4808 | 19.0153 | 30.9229 | 84.4054 | 117.715 | 8.1808 | 1.4808 | 19.0153 | 30.9229 | 84.4054 | 117.715 | 8.1808 | 1.4808 | 19.0153
U | d102o | 25.9489 | 73.6085 | 116.042 | 7.8177 | 1.4808 | 19.0153 | 30.9229 | 84.4054 | 117.715 | 8.1808 | 1.4808 | 19.0153 | 30.9229 | 84.4054 | 117.715 | 8.1808 | 1.4808 | 19.0153
U | d102p | 26.3622 | 75.1763 | 116.212 | 7.8194 | 1.4808 | 19.0153 | 30.9229 | 84.4054 | 117.715 | 8.1808 | 1.4808 | 19.0153 | 30.9229 | 84.4054 | 117.715 | 8.1808 | 1.4808 | 19.0153
U | d102q | 27.4331 | 79.3245 | 117.321 | 7.8215 | 1.4808 | 19.0153 | 30.9229 | 84.4054 | 117.715 | 8.1808 | 1.4808 | 19.0153 | 30.9229 | 84.4054 | 117.715 | 8.1808 | 1.4808 | 19.0153
U | d102r | 27.4137 | 80.4294 | 117.715 | 7.8204 | 1.4808 | 19.0153 | 30.9229 | 84.4054 | 117.715 | 8.1808 | 1.4808 | 19.0153 | 30.9229 | 84.4054 | 117.715 | 8.1808 | 1.4808 | 19.0153
U | d102s | 25.4197 | 76.6897 | 116.341 | 7.8171 | 1.4808 | 19.0153 | 30.9229 | 84.4054 | 117.715 | 8.1808 | 1.4808 | 19.0153 | 30.9229 | 84.4054 | 117.715 | 8.1808 | 1.4808 | 19.0153
U | d102t | 22.3881 | 71.173 | 114.98 | 7.8129 | 1.4808 | 18.9947 | 30.9229 | 84.4054 | 117.715 | 8.1808 | 1.4808 | 19.0153 | 30.9229 | 84.4054 | 117.715 | 8.1808 | 1.4808 | 19.0153
U | d102u | 20.8474 | 65.4392 | 111.891 | 7.8105 | 1.4808 | 18.3989 | 30.9229 | 84.4054 | 117.715 | 8.1808 | 1.4808 | 19.0153 | 30.9229 | 84.4054 | 117.715 | 8.1808 | 1.4808 | 19.0153
U | d102v | 19.4286 | 61.8217 | 108.575 | 7.8077 | 1.4808 | 17.7157 | 30.9229 | 84.4054 | 117.715 | 8.1808 | 1.4808 | 19.0153 | 30.9229 | 84.4054 | 117.715 | 8.1808 | 1.4808 | 19.0153
U | d102x | 17.8114 | 58.6558 | 104.363 | 7.8022 | 1.4808 | 16.4796 | 30.9229 | 84.4054 | 117.715 | 8.1808 | 1.4808 | 19.0153 | 30.9229 | 84.4054 | 117.715 | 8.1808 | 1.4808 | 19.0153
U | d102y | 16.5421 | 55.0213 | 97.3072 | 7.793 | 1.4808 | 16.0353 | 30.9229 | 84.4054 | 117.715 | 8.1808 | 1.4808 | 19.0153 | 30.9229 | 84.4054 | 117.715 | 8.1808 | 1.4808 | 19.0153
U | d103a | 15.5843 | 55.0373 | 95.5299 | 7.7897 | 1.4808 | 15.6293 | 30.9229 | 84.4054 | 117.715 | 8.1808 | 1.4808 | 19.0153 | 30.9229 | 84.4054 | 117.715 | 8.1808 | 1.4808 | 19.0153
U | d103b | 15.1881 | 56.54 | 97.5105 | 7.7882 | 1.4808 | 15.556 | 30.9229 | 84.4054 | 117.715 | 8.1808 | 1.4808 | 19.0153 | 30.9229 | 84.4054 | 117.715 | 8.1808 | 1.4808 | 19.0153
U | d103c | 15.2341 | 58.382 | 99.3589 | 7.7875 | 1.4808 | 15.5457 | 30.9229 | 84.4054 | 117.715 | 8.1808 | 1.4808 | 19.0153 | 30.9229 | 84.4054 | 117.715 | 8.1808 | 1.4808 | 19.0153
U | d103d | 15.2612 | 57.9089 | 98.7924 | 7.7866 | 1.4808 | 15.6332 | 30.9229 | 84.4054 | 117.715 | 8.1808 | 1.4808 | 19.0153 | 30.9229 | 84.4054 | 117.715 | 8.1808 | 1.4808 | 19.0153
U | d103e | 15.55 | 59.2717 | 100.03 | 7.7889 | 1.4808 | 16.2517 | 30.9229 | 84.4054 | 117.715 | 8.1808 | 1.4808 | 19.0153 | 30.9229 | 84.4054 | 117.715 | 8.1808 | 1.4808 | 19.0153
U | d103f | 16.9077 | 64.7099 | 103.356 | 7.792 | 1.4808 | 17.5587 | 30.9229 | 84.4054 | 117.715 | 8.1808 | 1.4808 | 19.0153 | 30.9229 | 84.4054 | 117.715 | 8.1808 | 1.4808 | 19.0153
U | d103g | 19.0112 | 68.9885 | 106.801 | 7.8008 | 1.4808 | 17.8993 | 30.9229 | 84.4054 | 117.715 | 8.1808 | 1.4808 | 19.0153 | 30.9229 | 84.4054 | 117.715 | 8.1808 | 1.4808 | 19.0153
U | d103h | 21.5937 | 75.639 | 112.887 | 7.8055 | 1.4808 | 18.4375 | 30.9229 | 84.4054 | 117.715 | 8.1808 | 1.4808 | 19.0153 | 30.9229 | 84.4054 | 117.715 | 8.1808 | 1.4808 | 19.0153
U | d103i | 21.2187 | 72.6707 | 111.505 | 7.8056 | 1.4808 | 18.3904 | 30.9229 | 84.4054 | 117.715 | 8.1808 | 1.4808 | 19.0153 | 30.9229 | 84.4054 | 117.715 | 8.1808 | 1.4808 | 19.0153
U | d103j | 20.7162 | 68.9016 | 109.254 | 7.8063 | 1.4808 | 18.3925 | 30.9229 | 84.4054 | 117.715 | 8.1808 | 1.4808 | 19.0153 | 30.9229 | 84.4054 | 117.715 | 8.1808 | 1.4808 | 19.0153
U | d103k | 21.4709 | 66.24 | 108.012 | 7.8079 | 1.4808 | 18.6058 | 30.9229 | 84.4054 | 117.715 | 8.1808 | 1.4808 | 19.0153 | 30.9229 | 84.4054 | 117.715 | 8.1808 | 1.4808 | 19.0153
U | d103l | 22.5723 | 68.6827 | 111.544 | 7.8105 | 1.4808 | 19.0153 | 30.9229 | 84.4054 | 117.715 | 8.1808 | 1.4808 | 19.0153 | 30.9229 | 84.4054 | 117.715 | 8.1808 | 1.4808 | 19.0153
U | d103m | 23.5441 | 69.0427 | 111.393 | 7.8121 | 1.4808 | 19.0153 | 30.9229 | 84.4054 | 117.715 | 8.1808 | 1.4808 | 19.0153 | 30.9229 | 84.4054 | 117.715 | 8.1808 | 1.4808 | 19.0153
U | d103n | 23.7609 | 70.9519 | 112.08 | 7.8126 | 1.4808 | 19.0153 | 30.9229 | 84.4054 | 117.715 | 8.1808 | 1.4808 | 19.0153 | 30.9229 | 84.4054 | 117.715 | 8.1808 | 1.4808 | 19.0153
U | d103o | 26.0517 | 76.4771 | 114.623 | 7.8152 | 1.4808 | 19.0153 | 30.9229 | 84.4054 | 117.715 | 8.1808 | 1.4808 | 19.0153 | 30.9229 | 84.4054 | 117.715 | 8.1808 | 1.4808 | 19.0153
U | d103p | 24.1246 | 76.381 | 114.46 | 7.8133 | 1.4808 | 19.0153 | 30.9229 | 84.4054 | 117.715 | 8.1808 | 1.4808 | 19.0153 | 30.9229 | 84.4054 | 117.715 | 8.1808 | 1.4808 | 19.0153
U | d103q | 27.0939 | 81.764 | 117.366 | 7.8156 | 1.4808 | 19.0153 | 30.9229 | 84.4054 | 117.715 | 8.1808 | 1.4808 | 19.0153 | 30.9229 | 84.4054 | 117.715 | 8.1808 | 1.4808 | 19.0153
U | d103r | 24.716 | 79.5434 | 116.223 | 7.8112 | 1.4808 | 19.0153 | 30.9229 | 84.4054 | 117.715 | 8.1808 | 1.4808 | 19.0153 | 30.9229 | 84.4054 | 117.715 | 8.1808 | 1.4808 | 19.0153
U | d103s | 21.9739 | 72.1916 | 112.964 | 7.8072 | 1.4808 | 18.7523 | 30.9229 | 84.4054 | 117.715 | 8.1808 | 1.4808 | 19.0153 | 30.9229 | 84.4054 | 117.715 | 8.1808 | 1.4808 | 19.0153
U | d103t | 21.4118 | 69.2801 | 111.326 | 7.8069 | 1.4808 | 18.7564 | 30.9229 | 84.4054 | 117.715 | 8.1808 | 1.4808 | 19.0153 | 30.9229 | 84.4054 | 117.715 | 8.1808 | 1.4808 | 19.0153
U | d103u | 19.4679 | 62.6108 | 105.368 | 7.8049 | 1.4808 | 18.4347 | 30.9229 | 84.4054 | 117.715 | 8.1808 | 1.4808 | 19.0153 | 30.9229 | 84.4054 | 117.715 | 8.1808 | 1.4808 | 19.0153
U | d103v | 18.4505 | 58.6338 | 101.56 | 7.8027 | 1.4808 | 18.1116 | 30.9229 | 84.4054 | 117.715 | 8.1808 | 1.4808 | 19.0153 | 30.9229 | 84.4054 | 117.715 | 8.1808 | 1.4808 | 19.0153
U | d103x | 17.1916 | 55.0146 | 97.9443 | 7.7975 | 1.4808 | 16.8411 | 30.9229 | 84.4054 | 117.715 | 8.1808 | 1.4808 | 19.0153 | 30.9229 | 84.4054 | 117.715 | 8.1808 | 1.4808 | 19.0153
U | d103y | 16.4311 | 52.0822 | 92.8805 | 7.7886 | 1.4808 | 16.7387 | 30.9229 | 84.4054 | 117.715 | 8.1808 | 1.4808 | 19.0153 | 30.9229 | 84.4054 | 117.715 | 8.1808 | 1.4808 | 19.0153
U | d104a | 15.4607 | 50.2888 | 90.7358 | 7.7856 | 1.4808 | 16.3738 | 30.9229 | 84.4054 | 117.715 | 8.1808 | 1.4808 | 19.0153 | 30.9229 | 84.4054 | 117.715 | 8.1808 | 1.4808 | 19.0153
U | d104b | 14.9356 | 50.4674 | 91.9322 | 7.7843 | 1.4808 | 16.1659 | 30.9229 | 84.4054 | 117.715 | 8.1808 | 1.4808 | 19.0153 | 30.9229 | 84.4054 | 117.715 | 8.1808 | 1.4808 | 19.0153
U | d104c | 14.8558 | 51.4522 | 93.6785 | 7.784 | 1.4808 | 15.9958 | 30.9229 | 84.4054 | 117.715 | 8.1808 | 1.4808 | 19.0153 | 30.9229 | 84.4054 | 117.715 | 8.1808 | 1.4808 | 19.0153
U | d104d | 14.6695 | 50.876 | 93.1198 | 7.7839 | 1.4808 | 15.9761 | 30.9229 | 84.4054 | 117.715 | 8.1808 | 1.4808 | 19.0153 | 30.9229 | 84.4054 | 117.715 | 8.1808 | 1.4808 | 19.0153
U | d104e | 14.7483 | 51.413 | 94.1592 | 7.7862 | 1.4808 | 16.4385 | 30.9229 | 84.4054 | 117.715 | 8.1808 | 1.4808 | 19.0153 | 30.9229 | 84.4054 | 117.715 | 8.1808 | 1.4808 | 19.0153
U | d104f | 15.6019 | 54.8531 | 95.6802 | 7.7883 | 1.4808 | 17.0901 | 30.9229 | 84.4054 | 117.715 | 8.1808 | 1.4808 | 19.0153 | 30.9229 | 84.4054 | 117.715 | 8.1808 | 1.4808 | 19.0153
U | d104g | 17.6131 | 58.4979 | 99.4714 | 7.7977 | 1.4808 | 17.4766 | 30.9229 | 84.4054 | 117.715 | 8.1808 | 1.4808 | 19.0153 | 30.9229 | 84.4054 | 117.715 | 8.1808 | 1.4808 | 19.0153
U | d104h | 19.1707 | 63.356 | 106.632 | 7.8013 | 1.4808 | 17.8408 | 30.9229 | 84.4054 | 117.715 | 8.1808 | 1.4808 | 19.0153 | 30.9229 | 84.4054 | 117.715 | 8.1808 | 1.4808 | 19.0153
U | d104i | 19.6049 | 62.8424 | 108.977 | 7.8032 | 1.4808 | 17.7792 | 30.9229 | 84.4054 | 117.715 | 8.1808 | 1.4808 | 19.0153 | 30.9229 | 84.4054 | 117.715 | 8.1808 | 1.4808 | 19.0153
U | d104j | 20.5459 | 63.7514 | 111.27 | 7.8052 | 1.4808 | 18.0151 | 30.9229 | 84.4054 | 117.715 | 8.1808 | 1.4808 | 19.0153 | 30.9229 | 84.4054 | 117.715 | 8.1808 | 1.4808 | 19.0153
U | d104k | 21.2114 | 65.0536 | 112.068 | 7.807 | 1.4808 | 18.3465 | 30.9229 | 84.4054 | 117.715 | 8.1808 | 1.4808 | 19.0153 | 30.9229 | 84.4054 | 117.715 | 8.1808 | 1.4808 | 19.0153
U | d104l | 22.6499 | 69.0531 | 114.287 | 7.8104 | 1.4808 | 18.8725 | 30.9229 | 84.4054 | 117.715 | 8.1808 | 1.4808 | 19.0153 | 30.9229 | 84.4054 | 117.715 | 8.1808 | 1.4808 | 19.0153
U | d104m | 21.9835 | 64.6413 | 112.629 | 7.8102 | 1.4808 | 18.8304 | 30.9229 | 84.4054 | 117.715 | 8.1808 | 1.4808 | 19.0153 | 30.9229 | 84.4054 | 117.715 | 8.1808 | 1.4808 | 19.0153
U | d104n | 21.9466 | 61.7562 | 111.129 | 7.8097 | 1.4808 | 18.7295 | 30.9229 | 84.4054 | 117.715 | 8.1808 | 1.4808 | 19.0153 | 30.9229 | 84.4054 | 117.715 | 8.1808 | 1.4808 | 19.0153
U | d104o | 22.0462 | 61.9283 | 111.589 | 7.8094 | 1.4808 | 18.6909 | 30.9229 | 84.4054 | 117.715 | 8.1808 | 1.4808 | 19.0153 | 30.9229 | 84.4054 | 117.715 | 8.1808 | 1.4808 | 19.0153
U | d104p | 21.3495 | 60.5883 | 109.308 | 7.8086 | 1.4808 | 18.4365 | 30.9229 | 84.4054 | 117.715 | 8.1808 | 1.4808 | 19.0153 | 30.9229 | 84.4054 | 117.715 | 8.1808 | 1.4808 | 19.0153
U | d104q | 22.3539 | 66.5394 | 113.571 | 7.8107 | 1.4808 | 18.6502 | 30.9229 | 84.4054 | 117.715 | 8.1808 | 1.4808 | 19.0153 | 30.9229 | 84.4054 | 117.715 | 8.1808 | 1.4808 | 19.0153
U | d104r | 22.9381 | 68.6041 | 115.003 | 7.811 | 1.4808 | 18.7359 | 30.9229 | 84.4054 | 117.715 | 8.1808 | 1.4808 | 19.0153 | 30.9229 | 84.4054 | 117.715 | 8.1808 | 1.4808 | 19.0153
U | d104s | 22.1977 | 63.8431 | 113.181 | 7.8087 | 1.4808 | 18.5066 | 30.9229 | 84.4054 | 117.715 | 8.1808 | 1.4808 | 19.0153 | 30.9229 | 84.4054 | 117.715 | 8.1808 | 1.4808 | 19.0153
U | d104t | 22.167 | 61.9593 | 112.248 | 7.8086 | 1.4808 | 18.6744 | 30.9229 | 84.4054 | 117.715 | 8.1808 | 1.4808 | 19.0153 | 30.9229 | 84.4054 | 117.715 | 8.1808 | 1.4808 | 19.0153
U | d104u | 19.9555 | 54.4765 | 104.566 | 7.8055 | 1.4808 | 18.0861 | 30.9229 | 84.4054 | 117.715 | 8.1808 | 1.4808 | 19.0153 | 30.9229 | 84.4054 | 117.715 | 8.1808 | 1.4808 | 19.0153
U | d104v | 19.0711 | 51.6909 | 101.676 | 7.8042 | 1.4808 | 17.653 | 30.9229 | 84.4054 | 117.715 | 8.1808 | 1.4808 | 19.0153 | 30.9229 | 84.4054 | 117.715 | 8.1808 | 1.4808 | 19.0153
U | d104x | 17.3985 | 46.2557 | 96.1518 | 7.7999 | 1.4808 | 16.6308 | 30.9229 | 84.4054 | 117.715 | 8.1808 | 1.4808 | 19.0153 | 30.9229 | 84.4054 | 117.715 | 8.1808 | 1.4808 | 19.0153
U | d104y | 16.2848 | 44.0635 | 91.5825 | 7.7909 | 1.4808 | 16.5932 | 30.9229 | 84.4054 | 117.715 | 8.1808 | 1.4808 | 19.0153 | 30.9229 | 84.4054 | 117.715 | 8.1808 | 1.4808 | 19.0153
U | d105a | 15.63 | 44.8844 | 91.8743 | 7.7903 | 1.4808 | 16.6705 | 30.9229 | 84.4054 | 117.715 | 8.1808 | 1.4808 | 19.0153 | 30.9229 | 84.4054 | 117.715 | 8.1808 | 1.4808 | 19.0153
U | d105b | 15.0496 | 45.4023 | 93.2081 | 7.7897 | 1.4808 | 16.5665 | 30.9229 | 84.4054 | 117.715 | 8.1808 | 1.4808 | 19.0153 | 30.9229 | 84.4054 | 117.715 | 8.1808 | 1.4808 | 19.0153
U | d105c | 15.0881 | 47.0001 | 94.924 | 7.7902 | 1.4808 | 16.5811 | 30.9229 | 84.4054 | 117.715 | 8.1808 | 1.4808 | 19.0153 | 30.9229 | 84.4054 | 117.715 | 8.1808 | 1.4808 | 19.0153
U | d105d | 15.0977 | 47.2307 | 95.0105 | 7.7901 | 1.4808 | 16.793 | 30.9229 | 84.4054 | 117.715 | 8.1808 | 1.4808 | 19.0153 | 30.9229 | 84.4054 | 117.715 | 8.1808 | 1.4808 | 19.0153
U | d105e | 15.1678 | 47.8917 | 95.21 | 7.7907 | 1.4808 | 17.3599 | 30.9229 | 84.4054 | 117.715 | 8.1808 | 1.4808 | 19.0153 | 30.9229 | 84.4054 | 117.715 | 8.1808 | 1.4808 | 19.0153
U | d105f | 16.3803 | 50.8424 | 96.4829 | 7.7928 | 1.4808 | 18.152 | 30.9229 | 84.4054 | 117.715 | 8.1808 | 1.4808 | 19.0153 | 30.9229 | 84.4054 | 117.715 | 8.1808 | 1.4808 | 19.0153
U | d105g | 18.4614 | 55.0441 | 100.962 | 7.7983 | 1.4808 | 18.3831 | 30.9229 | 84.4054 | 117.715 | 8.1808 | 1.4808 | 19.0153 | 30.9229 | 84.4054 | 117.715 | 8.1808 | 1.4808 | 19.0153
U | d105h | 20.5316 | 60.0386 | 107.34 | 7.801 | 1.4808 | 18.5106 | 30.9229 | 84.4054 | 117.715 | 8.1808 | 1.4808 | 19.0153 | 30.9229 | 84.4054 | 117.715 | 8.1808 | 1.4808 | 19.0153
U | d105i | 21.627 | 61.79 | 110.609 | 7.8034 | 1.4808 | 18.6484 | 30.9229 | 84.4054 | 117.715 | 8.1808 | 1.4808 | 19.0153 | 30.9229 | 84.4054 | 117.715 | 8.1808 | 1.4808 | 19.0153
U | d105j | 21.7225 | 59.6929 | 110.789 | 7.8042 | 1.4808 | 18.6914 | 30.9229 | 84.4054 | 117.715 | 8.1808 | 1.4808 | 19.0153 | 30.9229 | 84.4054 | 117.715 | 8.1808 | 1.4808 | 19.0153
U | d105k | 22.2071 | 60.9075 | 112.387 | 7.8057 | 1.4808 | 18.9858 | 30.9229 | 84.4054 | 117.715 | 8.1808 | 1.4808 | 19.0153 | 30.9229 | 84.4054 | 117.715 | 8.1808 | 1.4808 | 19.0153
U | d105l | 23.2333 | 61.3928 | 112.966 | 7.8066 | 1.4808 | 19.0153 | 30.9229 | 84.4054 | 117.715 | 8.1808 | 1.4808 | 19.0153 | 30.9229 | 84.4054 | 117.715 | 8.1808 | 1.4808 | 19.0153
U | d105m | 25.3079 | 65.3266 | 114.419 | 7.8093 | 1.4808 | 19.0153 | 30.9229 | 84.4054 | 117.715 | 8.1808 | 1.4808 | 19.0153 | 30.9229 | 84.4054 | 117.715 | 8.1808 | 1.4808 | 19.0153
U | d105n | 24.4395 | 64.685 | 114.507 | 7.8093 | 1.4808 | 19.0153 | 30.9229 | 84.4054 | 117.715 | 8.1808 | 1.4808 | 19.0153 | 30.9229 | 84.4054 | 117.715 | 8.1808 | 1.4808 | 19.0153
U | d105o | 24.0383 | 64.8278 | 113.845 | 7.8091 | 1.4808 | 19.0153 | 30.9229 | 84.4054 | 117.715 | 8.1808 | 1.4808 | 19.0153 | 30.9229 | 84.4054 | 117.715 | 8.1808 | 1.4808 | 19.0153
U | d105p | 24.2551 | 68.8446 | 114.89 | 7.8109 | 1.4808 | 19.0153 | 30.9229 | 84.4054 | 117.715 | 8.1808 | 1.4808 | 19.0153 | 30.9229 | 84.4054 | 117.715 | 8.1808 | 1.4808 | 19.0153
U | d105q | 24.5729 | 73.7225 | 116.142 | 7.8128 | 1.4808 | 19.0153 | 30.9229 | 84.4054 | 117.715 | 8.1808 | 1.4808 | 19.0153 | 30.9229 | 84.4054 | 117.715 | 8.1808 | 1.4808 | 19.0153
U | d105r | 22.2744 | 70.339 | 115.281 | 7.8114 | 1.4808 | 18.9722 | 30.9229 | 84.4054 | 117.715 | 8.1808 | 1.4808 | 19.0153 | 30.9229 | 84.4054 | 117.715 | 8.1808 | 1.4808 | 19.0153
U | d105s | 22.4276 | 69.5127 | 114.866 | 7.813 | 1.4808 | 18.984 | 30.9229 | 84.4054 | 117.715 | 8.1808 | 1.4808 | 19.0153 | 30.9229 | 84.4054 | 117.715 | 8.1808 | 1.4808 | 19.0153
U | d105t | 20.6473 | 62.8005 | 111.284 | 7.8106 | 1.4808 | 18.6846 | 30.9229 | 84.4054 | 117.715 | 8.1808 | 1.4808 | 19.0153 | 30.9229 | 84.4054 | 117.715 | 8.1808 | 1.4808 | 19.0153
U | d105u | 20.3289 | 61.7187 | 109.655 | 7.8129 | 1.4808 | 18.6498 | 30.9229 | 84.4054 | 117.715 | 8.1808 | 1.4808 | 19.0153 | 30.9229 | 84.4054 | 117.715 | 8.1808 | 1.4808 | 19.0153
U | d105v | 19.2363 | 57.2097 | 106.065 | 7.813 | 1.4808 | 18.4803 | 30.9229 | 84.4054 | 117.715 | 8.1808 | 1.4808 | 19.0153 | 30.9229 | 84.4054 | 117.715 | 8.1808 | 1.4808 | 19.0153
U | d105x | 17.7149 | 51.1617 | 99.2579 | 7.8076 | 1.4808 | 17.3386 | 30.9229 | 84.4054 | 117.715 | 8.1808 | 1.4808 | 19.0153 | 30.9229 | 84.4054 | 117.715 | 8.1808 | 1.4808 | 19.0153
U | d105y | 15.5612 | 47.405 | 92.8207 | 7.7983 | 1.4808 | 16.8922 | 30.9229 | 84.4054 | 117.715 | 8.1808 | 1.4808 | 19.0153 | 30.9229 | 84.4054 | 117.715 | 8.1808 | 1.4808 | 19.0153
U | d106a | 15.0639 | 49.4942 | 93.5297 | 7.7971 | 1.4808 | 16.7723 | 30.9229 | 84.4054 | 117.715 | 8.1808 | 1.4808 | 19.0153 | 30.9229 | 84.4054 | 117.715 | 8.1808 | 1.4808 | 19.0153
U | d106b | 14.9385 | 51.3271 | 95.0001 | 7.7981 | 1.4808 | 16.4896 | 30.9229 | 84.4054 | 117.715 | 8.1808 | 1.4808 | 19.0153 | 30.9229 | 84.4054 | 117.715 | 8.1808 | 1.4808 | 19.0153
U | d106c | 15.7987 | 53.2133 | 95.6482 | 7.7988 | 1.4808 | 16.2644 | 30.9229 | 84.4054 | 117.715 | 8.1808 | 1.4808 | 19.0153 | 30.9229 | 84.4054 | 117.715 | 8.1808 | 1.4808 | 19.0153
U | d106d | 16.7358 | 53.9842 | 95.6033 | 7.7974 | 1.4808 | 16.1547 | 30.9229 | 84.4054 | 117.715 | 8.1808 | 1.4808 | 19.0153 | 30.9229 | 84.4054 | 117.715 | 8.1808 | 1.4808 | 19.0153
U | d106e | 16.8824 | 53.7969 | 94.6956 | 7.7964 | 1.4808 | 16.2856 | 30.9229 | 84.4054 | 117.715 | 8.1808 | 1.4808 | 19.0153 | 30.9229 | 84.4054 | 117.715 | 8.1808 | 1.4808 | 19.0153
U | d106f | 18.2323 | 56.4377 | 95.3226 | 7.7975 | 1.4808 | 16.5154 | 30.9229 | 84.4054 | 117.715 | 8.1808 | 1.4808 | 19.0153 | 30.9229 | 84.4054 | 117.715 | 8.1808 | 1.4808 | 19.0153
U | d106g | 20.4121 | 62.4127 | 101.224 | 7.7996 | 1.4808 | 17.2458 | 30.9229 | 84.4054 | 117.715 | 8.1808 | 1.4808 | 19.0153 | 30.9229 | 84.4054 | 117.715 | 8.1808 | 1.4808 | 19.0153
U | d106h | 23.1262 | 66.6914 | 106.083 | 7.8024 | 1.4808 | 18.0249 | 30.9229 | 84.4054 | 117.715 | 8.1808 | 1.4808 | 19.0153 | 30.9229 | 84.4054 | 117.715 | 8.1808 | 1.4808 | 19.0153
U | d106i | 25.6868 | 68.3078 | 106.815 | 7.8059 | 1.4808 | 18.4288 | 30.9229 | 84.4054 | 117.715 | 8.1808 | 1.4808 | 19.0153 | 30.9229 | 84.4054 | 117.715 | 8.1808 | 1.4808 | 19.0153
U | d106j | 25.6315 | 64.3382 | 101.974 | 7.8067 | 1.4808 | 18.258 | 30.9229 | 84.4054 | 117.715 | 8.1808 | 1.4808 | 19.0153 | 30.9229 | 84.4054 | 117.715 | 8.1808 | 1.4808 | 19.0153
U | d106k | 25.079 | 60.5471 | 99.2719 | 7.8067 | 1.4808 | 18.2779 | 30.9229 | 84.4054 | 117.715 | 8.1808 | 1.4808 | 19.0153 | 30.9229 | 84.4054 | 117.715 | 8.1808 | 1.4808 | 19.0153
U | d106l | 26.7255 | 62.3845 | 105.198 | 7.8095 | 1.4808 | 18.7736 | 30.9229 | 84.4054 | 117.715 | 8.1808 | 1.4808 | 19.0153 | 30.9229 | 84.4054 | 117.715 | 8.1808 | 1.4808 | 19.0153
U | d106m | 27.2364 | 62.3638 | 107.551 | 7.8097 | 1.4808 | 18.9735 | 30.9229 | 84.4054 | 117.715 | 8.1808 | 1.4808 | 19.0153 | 30.9229 | 84.4054 | 117.715 | 8.1808 | 1.4808 | 19.0153
U | d106n | 28.1552 | 64.2954 | 111.519 | 7.8106 | 1.4808 | 19.0153 | 30.9229 | 84.4054 | 117.715 | 8.1808 | 1.4808 | 19.0153 | 30.9229 | 84.4054 | 117.715 | 8.1808 | 1.4808 | 19.0153
U | d106o | 28.5475 | 63.1961 | 110.794 | 7.8097 | 1.4808 | 19.0153 | 30.9229 | 84.4054 | 117.715 | 8.1808 | 1.4808 | 19.0153 | 30.9229 | 84.4054 | 117.715 | 8.1808 | 1.4808 | 19.0153
U | d106p | 29.3868 | 64.4935 | 112.085 | 7.8092 | 1.4808 | 19.0153 | 30.9229 | 84.4054 | 117.715 | 8.1808 | 1.4808 | 19.0153 | 30.9229 | 84.4054 | 117.715 | 8.1808 | 1.4808 | 19.0153
U | d106q | 30.483 | 68.2668 | 114.418 | 7.8122 | 1.4808 | 19.0153 | 30.9229 | 84.4054 | 117.715 | 8.1808 | 1.4808 | 19.0153 | 30.9229 | 84.4054 | 117.715 | 8.1808 | 1.4808 | 19.0153
U | d106r | 30.6834 | 67.8921 | 114.813 | 7.8131 | 1.4808 | 19.0153 | 30.9229 | 84.4054 | 117.715 | 8.1808 | 1.4808 | 19.0153 | 30.9229 | 84.4054 | 117.715 | 8.1808 | 1.4808 | 19.0153
U | d106s | 28.1788 | 60.3222 | 111.47 | 7.8092 | 1.4808 | 19.0153 | 30.9229 | 84.4054 | 117.715 | 8.1808 | 1.4808 | 19.0153 | 30.9229 | 84.4054 | 117.715 | 8.1808 | 1.4808 | 19.0153
U | d106t | 24.4892 | 52.3066 | 103.306 | 7.806 | 1.4808 | 19.0153 | 30.9229 | 84.4054 | 117.715 | 8.1808 | 1.4808 | 19.0153 | 30.9229 | 84.4054 | 117.715 | 8.1808 | 1.4808 | 19.0153
U | d106u | 22.5071 | 49.5144 | 99.3955 | 7.8051 | 1.4808 | 18.9996 | 30.9229 | 84.4054 | 117.715 | 8.1808 | 1.4808 | 19.0153 | 30.9229 | 84.4054 | 117.715 | 8.1808 | 1.4808 | 19.0153
U | d106v | 20.8588 | 45.8026 | 94.8108 | 7.8006 | 1.4808 | 18.6173 | 30.9229 | 84.4054 | 117.715 | 8.1808 | 1.4808 | 19.0153 | 30.9229 | 84.4054 | 117.715 | 8.1808 | 1.4808 | 19.0153
U | d106x | 19.4497 | 41.4865 | 90.0266 | 7.7953 | 1.4808 | 18.3084 | 30.9229 | 84.4054 | 117.715 | 8.1808 | 1.4808 | 19.0153 | 30.9229 | 84.4054 | 117.715 | 8.1808 | 1.4808 | 19.0153
U | d106y | 16.9891 | 38.7346 | 86.3217 | 7.7894 | 1.4808 | 18.22 | 30.9229 | 84.4054 | 117.715 | 8.1808 | 1.4808 | 19.0153 | 30.9229 | 84.4054 | 117.715 | 8.1808 | 1.4808 | 19.0153
U | d107a | 15.7424 | 38.8379 | 85.5729 | 7.7876 | 1.4808 | 18.1836 | 30.9229 | 84.4054 | 117.715 | 8.1808 | 1.4808 | 19.0153 | 30.9229 | 84.4054 | 117.715 | 8.1808 | 1.4808 | 19.0153
U | d107b | 15.1008 | 40.1131 | 88.0962 | 7.7877 | 1.4808 | 18.1859 | 30.9229 | 84.4054 | 117.715 | 8.1808 | 1.4808 | 19.0153 | 30.9229 | 84.4054 | 117.715 | 8.1808 | 1.4808 | 19.0153
U | d107c | 14.8208 | 40.7069 | 89.576 | 7.7861 | 1.4808 | 18.1953 | 30.9229 | 84.4054 | 117.715 | 8.1808 | 1.4808 | 19.0153 | 30.9229 | 84.4054 | 117.715 | 8.1808 | 1.4808 | 19.0153
U | d107d | 14.951 | 40.3516 | 89.2343 | 7.7855 | 1.4808 | 18.1661 | 30.9229 | 84.4054 | 117.715 | 8.1808 | 1.4808 | 19.0153 | 30.9229 | 84.4054 | 117.715 | 8.1808 | 1.4808 | 19.0153
U | d107e | 15.3767 | 39.7295 | 88.7282 | 7.7851 | 1.4808 | 18.2434 | 30.9229 | 84.4054 | 117.715 | 8.1808 | 1.4808 | 19.0153 | 30.9229 | 84.4054 | 117.715 | 8.1808 | 1.4808 | 19.0153
U | d107f | 15.9672 | 42.0475 | 91.3741 | 7.7876 | 1.4808 | 18.4116 | 30.9229 | 84.4054 | 117.715 | 8.1808 | 1.4808 | 19.0153 | 30.9229 | 84.4054 | 117.715 | 8.1808 | 1.4808 | 19.0153
U | d107g | 16.4385 | 46.3703 | 95.5278 | 7.7927 | 1.4808 | 18.6187 | 30.9229 | 84.4054 | 117.715 | 8.1808 | 1.4808 | 19.0153 | 30.9229 | 84.4054 | 117.715 | 8.1808 | 1.4808 | 19.0153
U | d107h | 18.6342 | 53.365 | 104.129 | 7.7972 | 1.4808 | 18.9162 | 30.9229 | 84.4054 | 117.715 | 8.1808 | 1.4808 | 19.0153 | 30.9229 | 84.4054 | 117.715 | 8.1808 | 1.4808 | 19.0153
U | d107i | 21.177 | 56.7078 | 107.863 | 7.8016 | 1.4808 | 19.0153 | 30.9229 | 84.4054 | 117.715 | 8.1808 | 1.4808 | 19.0153 | 30.9229 | 84.4054 | 117.715 | 8.1808 | 1.4808 | 19.0153
U | d107j | 20.2966 | 53.0969 | 103.529 | 7.8007 | 1.4808 | 19.0153 | 30.9229 | 84.4054 | 117.715 | 8.1808 | 1.4808 | 19.0153 | 30.9229 | 84.4054 | 117.715 | 8.1808 | 1.4808 | 19.0153
U | d107k | 20.9927 | 52.6685 | 104.876 | 7.8022 | 1.4808 | 19.0153 | 30.9229 | 84.4054 | 117.715 | 8.1808 | 1.4808 | 19.0153 | 30.9229 | 84.4054 | 117.715 | 8.1808 | 1.4808 | 19.0153
U | d107l | 22.9656 | 54.2673 | 107.199 | 7.8049 | 1.4808 | 19.0153 | 30.9229 | 84.4054 | 117.715 | 8.1808 | 1.4808 | 19.0153 | 30.9229 | 84.4054 | 117.715 | 8.1808 | 1.4808 | 19.0153
U | d107m | 23.5279 | 54.822 | 108.632 | 7.8063 | 1.4808 | 19.0153 | 30.9229 | 84.4054 | 117.715 | 8.1808 | 1.4808 | 19.0153 | 30.9229 | 84.4054 | 117.715 | 8.1808 | 1.4808 | 19.0153
U | d107n | 24.0734 | 57.3019 | 110.3 | 7.8071 | 1.4808 | 19.0153 | 30.9229 | 84.4054 | 117.715 | 8.1808 | 1.4808 | 19.0153 | 30.9229 | 84.4054 | 117.715 | 8.1808 | 1.4808 | 19.0153
U | d107o | 24.0651 | 56.1897 | 108.917 | 7.8064 | 1.4808 | 19.0153 | 30.9229 | 84.4054 | 117.715 | 8.1808 | 1.4808 | 19.0153 | 30.9229 | 84.4054 | 117.715 | 8.1808 | 1.4808 | 19.0153
U | d107p | 24.9526 | 59.8581 | 111.419 | 7.8085 | 1.4808 | 19.0153 | 30.9229 | 84.4054 | 117.715 | 8.1808 | 1.4808 | 19.0153 | 30.9229 | 84.4054 | 117.715 | 8.1808 | 1.4808 | 19.0153
U | d107q | 25.5085 | 63.4905 | 113.255 | 7.81 | 1.4808 | 19.0153 | 30.9229 | 84.4054 | 117.715 | 8.1808 | 1.4808 | 19.0153 | 30.9229 | 84.4054 | 117.715 | 8.1808 | 1.4808 | 19.0153
U | d107r | 25.5574 | 63.4652 | 113.222 | 7.8106 | 1.4808 | 19.0153 | 30.9229 | 84.4054 | 117.715 | 8.1808 | 1.4808 | 19.0153 | 30.9229 | 84.4054 | 117.715 | 8.1808 | 1.4808 | 19.0153
U | d107s | 23.9284 | 56.1987 | 108.264 | 7.8072 | 1.4808 | 19.0153 | 30.9229 | 84.4054 | 117.715 | 8.1808 | 1.4808 | 19.0153 | 30.9229 | 84.4054 | 117.715 | 8.1808 | 1.4808 | 19.0153
U | d107t | 23.2128 | 52.9983 | 104.3 | 7.8061 | 1.4808 | 19.0153 | 30.9229 | 84.4054 | 117.715 | 8.1808 | 1.4808 | 19.0153 | 30.9229 | 84.4054 | 117.715 | 8.1808 | 1.4808 | 19.0153
U | d107u | 21.7081 | 50.1984 | 100.867 | 7.8039 | 1.4808 | 19.0153 | 30.9229 | 84.4054 | 117.715 | 8.1808 | 1.4808 | 19.0153 | 30.9229 | 84.4054 | 117.715 | 8.1808 | 1.4808 | 19.0153
U | d107v | 19.1293 | 47.2026 | 97.1749 | 7.8012 | 1.4808 | 18.9705 | 30.9229 | 84.4054 | 117.715 | 8.1808 | 1.4808 | 19.0153 | 30.9229 | 84.4054 | 117.715 | 8.1808 | 1.4808 | 19.0153
U | d107x | 17.4915 | 43.277 | 92.6126 | 7.7962 | 1.4808 | 18.5264 | 30.9229 | 84.4054 | 117.715 | 8.1808 | 1.4808 | 19.0153 | 30.9229 | 84.4054 | 117.715 | 8.1808 | 1.4808 | 19.0153
U | d107y | 16.179 | 41.9478 | 90.7872 | 7.7911 | 1.4808 | 18.3261 | 30.9229 | 84.4054 | 117.715 | 8.1808 | 1.4808 | 19.0153 | 30.9229 | 84.4054 | 117.715 | 8.1808 | 1.4808 | 19.0153
U | d108a | 15.1061 | 42.1661 | 89.9356 | 7.7877 | 1.4808 | 18.088 | 30.9229 | 84.4054 | 117.715 | 8.1808 | 1.4808 | 19.0153 | 30.9229 | 84.4054 | 117.715 | 8.1808 | 1.4808 | 19.0153
U | d108b | 14.7513 | 43.5617 | 92.0374 | 7.7874 | 1.4808 | 17.9837 | 30.9229 | 84.4054 | 117.715 | 8.1808 | 1.4808 | 19.0153 | 30.9229 | 84.4054 | 117.715 | 8.1808 | 1.4808 | 19.0153
U | d108c | 14.8422 | 44.986 | 94.6728 | 7.7884 | 1.4808 | 17.8489 | 30.9229 | 84.4054 | 117.715 | 8.1808 | 1.4808 | 19.0153 | 30.9229 | 84.4054 | 117.715 | 8.1808 | 1.4808 | 19.0153
U | d108d | 14.9448 | 45.4662 | 95.3531 | 7.7888 | 1.4808 | 17.9085 | 30.9229 | 84.4054 | 117.715 | 8.1808 | 1.4808 | 19.0153 | 30.9229 | 84.4054 | 117.715 | 8.1808 | 1.4808 | 19.0153
U | d108e | 15.3475 | 47.2856 | 97.755 | 7.7916 | 1.4808 | 18.1753 | 30.9229 | 84.4054 | 117.715 | 8.1808 | 1.4808 | 19.0153 | 30.9229 | 84.4054 | 117.715 | 8.1808 | 1.4808 | 19.0153
U | d108f | 17.0116 | 53.156 | 102.211 | 7.7972 | 1.4808 | 18.6151 | 30.9229 | 84.4054 | 117.715 | 8.1808 | 1.4808 | 19.0153 | 30.9229 | 84.4054 | 117.715 | 8.1808 | 1.4808 | 19.0153
U | d108g | 23.0469 | 63.8132 | 112.13 | 7.8099 | 1.4808 | 19.0153 | 30.9229 | 84.4054 | 117.715 | 8.1808 | 1.4808 | 19.0153 | 30.9229 | 84.4054 | 117.715 | 8.1808 | 1.4808 | 19.0153
U | d108h | 26.6768 | 69.5767 | 114.999 | 7.8187 | 1.4808 | 19.0153 | 30.9229 | 84.4054 | 117.715 | 8.1808 | 1.4808 | 19.0153 | 30.9229 | 84.4054 | 117.715 | 8.1808 | 1.4808 | 19.0153
U | d108i | 28.5573 | 70.5496 | 115.857 | 7.8279 | 1.4808 | 19.0153 | 30.9229 | 84.4054 | 117.715 | 8.1808 | 1.4808 | 19.0153 | 30.9229 | 84.4054 | 117.715 | 8.1808 | 1.4808 | 19.0153
U | d108j | 28.2859 | 64.5549 | 114.771 | 7.8264 | 1.4808 | 19.0153 | 30.9229 | 84.4054 | 117.715 | 8.1808 | 1.4808 | 19.0153 | 30.9229 | 84.4054 | 117.715 | 8.1808 | 1.4808 | 19.0153
U | d108k | 27.6735 | 63.3053 | 113.814 | 7.8237 | 1.4808 | 19.0153 | 30.9229 | 84.4054 | 117.715 | 8.1808 | 1.4808 | 19.0153 | 30.9229 | 84.4054 | 117.715 | 8.1808 | 1.4808 | 19.0153
U | d108l | 27.669 | 62.6365 | 113.294 | 7.8258 | 1.4808 | 19.0153 | 30.9229 | 84.4054 | 117.715 | 8.1808 | 1.4808 | 19.0153 | 30.9229 | 84.4054 | 117.715 | 8.1808 | 1.4808 | 19.0153
U | d108m | 28.5406 | 65.1963 | 114.821 | 7.8304 | 1.4808 | 19.0153 | 30.9229 | 84.4054 | 117.715 | 8.1808 | 1.4808 | 19.0153 | 30.9229 | 84.4054 | 117.715 | 8.1808 | 1.4808 | 19.0153
U | d108n | 29.0034 | 67.3917 | 114.802 | 7.8335 | 1.4808 | 19.0153 | 30.9229 | 84.4054 | 117.715 | 8.1808 | 1.4808 | 19.0153 | 30.9229 | 84.4054 | 117.715 | 8.1808 | 1.4808 | 19.0153
U | d108o | 29.7491 | 68.1322 | 114.747 | 7.8322 | 1.4808 | 19.0153 | 30.9229 | 84.4054 | 117.715 | 8.1808 | 1.4808 | 19.0153 | 30.9229 | 84.4054 | 117.715 | 8.1808 | 1.4808 | 19.0153
U | d108p | 30.7431 | 77.797 | 116.914 | 7.8472 | 1.4808 | 19.0153 | 30.9229 | 84.4054 | 117.715 | 8.1808 | 1.4808 | 19.0153 | 30.9229 | 84.4054 | 117.715 | 8.1808 | 1.4808 | 19.0153
U | d108q | 30.7368 | 77.005 | 116.39 | 7.8352 | 1.4808 | 19.0153 | 30.9229 | 84.4054 | 117.715 | 8.1808 | 1.4808 | 19.0153 | 30.9229 | 84.4054 | 117.715 | 8.1808 | 1.4808 | 19.0153
U | d108r | 30.8101 | 80.6961 | 117.715 | 7.8407 | 1.4808 | 19.0153 | 30.9229 | 84.4054 | 117.715 | 8.1808 | 1.4808 | 19.0153 | 30.9229 | 84.4054 | 117.715 | 8.1808 | 1.4808 | 19.0153
U | d108s | 30.7479 | 75.9816 | 115.764 | 7.8296 | 1.4808 | 19.0153 | 30.9229 | 84.4054 | 117.715 | 8.1808 | 1.4808 | 19.0153 | 30.9229 | 84.4054 | 117.715 | 8.1808 | 1.4808 | 19.0153
U | d108t | 30.698 | 72.3603 | 114.617 | 7.8238 | 1.4808 | 19.0153 | 30.9229 | 84.4054 | 117.715 | 8.1808 | 1.4808 | 19.0153 | 30.9229 | 84.4054 | 117.715 | 8.1808 | 1.4808 | 19.0153
U | d108u | 29.4664 | 68.4443 | 112.284 | 7.82 | 1.4808 | 19.0153 | 30.9229 | 84.4054 | 117.715 | 8.1808 | 1.4808 | 19.0153 | 30.9229 | 84.4054 | 117.715 | 8.1808 | 1.4808 | 19.0153
U | d108v | 27.5735 | 65.6456 | 110.17 | 7.8164 | 1.4808 | 19.0153 | 30.9229 | 84.4054 | 117.715 | 8.1808 | 1.4808 | 19.0153 | 30.9229 | 84.4054 | 117.715 | 8.1808 | 1.4808 | 19.0153
U | d108x | 24.8922 | 61.4146 | 105.511 | 7.8068 | 1.4808 | 18.5503 | 30.9229 | 84.4054 | 117.715 | 8.1808 | 1.4808 | 19.0153 | 30.9229 | 84.4054 | 117.715 | 8.1808 | 1.4808 | 19.0153
U | d108y | 23.1816 | 60.1105 | 101.485 | 7.7976 | 1.4808 | 18.4554 | 30.9229 | 84.4054 | 117.715 | 8.1808 | 1.4808 | 19.0153 | 30.9229 | 84.4054 | 117.715 | 8.1808 | 1.4808 | 19.0153
U | d109a | 22.3284 | 59.9432 | 100.388 | 7.7945 | 1.4808 | 18.3831 | 30.9229 | 84.4054 | 117.715 | 8.1808 | 1.4808 | 19.0153 | 30.9229 | 84.4054 | 117.715 | 8.1808 | 1.4808 | 19.0153
U | d109b | 22.5272 | 62.7529 | 103.41 | 7.7938 | 1.4808 | 18.3629 | 30.9229 | 84.4054 | 117.715 | 8.1808 | 1.4808 | 19.0153 | 30.9229 | 84.4054 | 117.715 | 8.1808 | 1.4808 | 19.0153
U | d109c | 23.0835 | 64.8399 | 105.492 | 7.7941 | 1.4808 | 18.3096 | 30.9229 | 84.4054 | 117.715 | 8.1808 | 1.4808 | 19.0153 | 30.9229 | 84.4054 | 117.715 | 8.1808 | 1.4808 | 19.0153
U | d109d | 23.7677 | 65.1299 | 105.221 | 7.7929 | 1.4808 | 18.2769 | 30.9229 | 84.4054 | 117.715 | 8.1808 | 1.4808 | 19.0153 | 30.9229 | 84.4054 | 117.715 | 8.1808 | 1.4808 | 19.0153
U | d109e | 24.8508 | 67.0273 | 107.297 | 7.7944 | 1.4808 | 18.5131 | 30.9229 | 84.4054 | 117.715 | 8.1808 | 1.4808 | 19.0153 | 30.9229 | 84.4054 | 117.715 | 8.1808 | 1.4808 | 19.0153
U | d109f | 27.3015 | 73.0784 | 111.229 | 7.7979 | 1.4808 | 18.8759 | 30.9229 | 84.4054 | 117.715 | 8.1808 | 1.4808 | 19.0153 | 30.9229 | 84.4054 | 117.715 | 8.1808 | 1.4808 | 19.0153
U | d109g | 30.7531 | 80.1018 | 115.056 | 7.8111 | 1.4808 | 19.0153 | 30.9229 | 84.4054 | 117.715 | 8.1808 | 1.4808 | 19.0153 | 30.9229 | 84.4054 | 117.715 | 8.1808 | 1.4808 | 19.0153
U | d109h | 30.9229 | 82.6522 | 116.434 | 7.8199 | 1.4808 | 19.0153 | 30.9229 | 84.4054 | 117.715 | 8.1808 | 1.4808 | 19.0153 | 30.9229 | 84.4054 | 117.715 | 8.1808 | 1.4808 | 19.0153
U | d109i | 30.9229 | 82.6518 | 116.364 | 7.8303 | 1.4808 | 19.0153 | 30.9229 | 84.4054 | 117.715 | 8.1808 | 1.4808 | 19.0153 | 30.9229 | 84.4054 | 117.715 | 8.1808 | 1.4808 | 19.0153
U | d109j | 30.9229 | 82.5285 | 116.492 | 7.8352 | 1.4808 | 19.0153 | 30.9229 | 84.4054 | 117.715 | 8.1808 | 1.4808 | 19.0153 | 30.9229 | 84.4054 | 117.715 | 8.1808 | 1.4808 | 19.0153
U | d109k | 30.9229 | 82.389 | 116.378 | 7.8362 | 1.4808 | 19.0153 | 30.9229 | 84.4054 | 117.715 | 8.1808 | 1.4808 | 19.0153 | 30.9229 | 84.4054 | 117.715 | 8.1808 | 1.4808 | 19.0153
U | d109l | 30.9229 | 81.2545 | 115.605 | 7.8211 | 1.4808 | 19.0153 | 30.9229 | 84.4054 | 117.715 | 8.1808 | 1.4808 | 19.0153 | 30.9229 | 84.4054 | 117.715 | 8.1808 | 1.4808 | 19.0153
U | d109m | 30.9229 | 81.8194 | 115.858 | 7.8276 | 1.4808 | 19.0153 | 30.9229 | 84.4054 | 117.715 | 8.1808 | 1.4808 | 19.0153 | 30.9229 | 84.4054 | 117.715 | 8.1808 | 1.4808 | 19.0153
U | d109n | 30.9229 | 81.1796 | 115.465 | 7.8194 | 1.4808 | 19.0153 | 30.9229 | 84.4054 | 117.715 | 8.1808 | 1.4808 | 19.0153 | 30.9229 | 84.4054 | 117.715 | 8.1808 | 1.4808 | 19.0153
U | d109o | 30.9229 | 81.4709 | 115.476 | 7.8182 | 1.4808 | 19.0153 | 30.9229 | 84.4054 | 117.715 | 8.1808 | 1.4808 | 19.0153 | 30.9229 | 84.4054 | 117.715 | 8.1808 | 1.4808 | 19.0153
U | d109p | 30.9229 | 82.7374 | 116.425 | 7.8199 | 1.4808 | 19.0153 | 30.9229 | 84.4054 | 117.715 | 8.1808 | 1.4808 | 19.0153 | 30.9229 | 84.4054 | 117.715 | 8.1808 | 1.4808 | 19.0153
U | d109q | 30.7566 | 82.6479 | 116.664 | 7.8174 | 1.4808 | 19.0153 | 30.9229 | 84.4054 | 117.715 | 8.1808 | 1.4808 | 19.0153 | 30.9229 | 84.4054 | 117.715 | 8.1808 | 1.4808 | 19.0153
U | d109r | 30.6982 | 82.0674 | 116.673 | 7.814 | 1.4808 | 19.0153 | 30.9229 | 84.4054 | 117.715 | 8.1808 | 1.4808 | 19.0153 | 30.9229 | 84.4054 | 117.715 | 8.1808 | 1.4808 | 19.0153
U | d109s | 29.8111 | 79.9876 | 115.948 | 7.8119 | 1.4808 | 19.0153 | 30.9229 | 84.4054 | 117.715 | 8.1808 | 1.4808 | 19.0153 | 30.9229 | 84.4054 | 117.715 | 8.1808 | 1.4808 | 19.0153
U | d109t | 27.6735 | 75.3506 | 114.979 | 7.8097 | 1.4808 | 19.0153 | 30.9229 | 84.4054 | 117.715 | 8.1808 | 1.4808 | 19.0153 | 30.9229 | 84.4054 | 117.715 | 8.1808 | 1.4808 | 19.0153
U | d109u | 23.7351 | 67.4983 | 111.38 | 7.8077 | 1.4808 | 19.0153 | 30.9229 | 84.4054 | 117.715 | 8.1808 | 1.4808 | 19.0153 | 30.9229 | 84.4054 | 117.715 | 8.1808 | 1.4808 | 19.0153
U | d109v | 21.3806 | 61.4199 | 107.161 | 7.804 | 1.4808 | 18.5529 | 30.9229 | 84.4054 | 117.715 | 8.1808 | 1.4808 | 19.0153 | 30.9229 | 84.4054 | 117.715 | 8.1808 | 1.4808 | 19.0153
U | d109x | 19.622 | 58.7056 | 105.985 | 7.7991 | 1.4808 | 17.4947 | 30.9229 | 84.4054 | 117.715 | 8.1808 | 1.4808 | 19.0153 | 30.9229 | 84.4054 | 117.715 | 8.1808 | 1.4808 | 19.0153
U | d109y | 16.8769 | 51.3017 | 96.228 | 7.7885 | 1.4808 | 16.8273 | 30.9229 | 84.4054 | 117.715 | 8.1808 | 1.4808 | 19.0153 | 30.9229 | 84.4054 | 117.715 | 8.1808 | 1.4808 | 19.0153
U | d110a | 15.576 | 49.256 | 93.0976 | 7.7853 | 1.4808 | 16.3671 | 30.9229 | 84.4054 | 117.715 | 8.1808 | 1.4808 | 19.0153 | 30.9229 | 84.4054 | 117.715 | 8.1808 | 1.4808 | 19.0153
U | d110b | 15.0499 | 50.0787 | 95.1092 | 7.7848 | 1.4808 | 16.261 | 30.9229 | 84.4054 | 117.715 | 8.1808 | 1.4808 | 19.0153 | 30.9229 | 84.4054 | 117.715 | 8.1808 | 1.4808 | 19.0153
U | d110c | 14.8026 | 50.4488 | 95.6735 | 7.7845 | 1.4808 | 16.1633 | 30.9229 | 84.4054 | 117.715 | 8.1808 | 1.4808 | 19.0153 | 30.9229 | 84.4054 | 117.715 | 8.1808 | 1.4808 | 19.0153
U | d110d | 14.739 | 49.8444 | 95.1463 | 7.7843 | 1.4808 | 16.1807 | 30.9229 | 84.4054 | 117.715 | 8.1808 | 1.4808 | 19.0153 | 30.9229 | 84.4054 | 117.715 | 8.1808 | 1.4808 | 19.0153
U | d110e | 15.127 | 50.2309 | 96.587 | 7.7871 | 1.4808 | 16.8322 | 30.9229 | 84.4054 | 117.715 | 8.1808 | 1.4808 | 19.0153 | 30.9229 | 84.4054 | 117.715 | 8.1808 | 1.4808 | 19.0153
U | d110f | 16.6803 | 54.7844 | 100.092 | 7.7909 | 1.4808 | 17.9237 | 30.9229 | 84.4054 | 117.715 | 8.1808 | 1.4808 | 19.0153 | 30.9229 | 84.4054 | 117.715 | 8.1808 | 1.4808 | 19.0153
U | d110g | 20.801 | 62.966 | 108.349 | 7.8036 | 1.4808 | 19.0153 | 30.9229 | 84.4054 | 117.715 | 8.1808 | 1.4808 | 19.0153 | 30.9229 | 84.4054 | 117.715 | 8.1808 | 1.4808 | 19.0153
U | d110h | 24.3977 | 69.2214 | 112.721 | 7.8086 | 1.4808 | 19.0153 | 30.9229 | 84.4054 | 117.715 | 8.1808 | 1.4808 | 19.0153 | 30.9229 | 84.4054 | 117.715 | 8.1808 | 1.4808 | 19.0153
U | d110i | 25.0916 | 67.0402 | 110.039 | 7.8115 | 1.4808 | 19.0153 | 30.9229 | 84.4054 | 117.715 | 8.1808 | 1.4808 | 19.0153 | 30.9229 | 84.4054 | 117.715 | 8.1808 | 1.4808 | 19.0153
U | d110j | 26.0517 | 66.7165 | 107.106 | 7.8133 | 1.4808 | 19.0153 | 30.9229 | 84.4054 | 117.715 | 8.1808 | 1.4808 | 19.0153 | 30.9229 | 84.4054 | 117.715 | 8.1808 | 1.4808 | 19.0153
U | d110k | 26.3972 | 64.63 | 102.862 | 7.8122 | 1.4808 | 19.0153 | 30.9229 | 84.4054 | 117.715 | 8.1808 | 1.4808 | 19.0153 | 30.9229 | 84.4054 | 117.715 | 8.1808 | 1.4808 | 19.0153
U | d110l | 27.2969 | 66.1518 | 104.527 | 7.8146 | 1.4808 | 19.0153 | 30.9229 | 84.4054 | 117.715 | 8.1808 | 1.4808 | 19.0153 | 30.9229 | 84.4054 | 117.715 | 8.1808 | 1.4808 | 19.0153
U | d110m | 26.9523 | 63.5093 | 101.729 | 7.8149 | 1.4808 | 19.0153 | 30.9229 | 84.4054 | 117.715 | 8.1808 | 1.4808 | 19.0153 | 30.9229 | 84.4054 | 117.715 | 8.1808 | 1.4808 | 19.0153
U | d110n | 27.0775 | 65.0879 | 103.704 | 7.8155 | 1.4808 | 19.0153 | 30.9229 | 84.4054 | 117.715 | 8.1808 | 1.4808 | 19.0153 | 30.9229 | 84.4054 | 117.715 | 8.1808 | 1.4808 | 19.0153
U | d110o | 27.6156 | 70.0357 | 109.343 | 7.8175 | 1.4808 | 19.0153 | 30.9229 | 84.4054 | 117.715 | 8.1808 | 1.4808 | 19.0153 | 30.9229 | 84.4054 | 117.715 | 8.1808 | 1.4808 | 19.0153
U | d110p | 27.8403 | 73.4495 | 113.261 | 7.8215 | 1.4808 | 19.0153 | 30.9229 | 84.4054 | 117.715 | 8.1808 | 1.4808 | 19.0153 | 30.9229 | 84.4054 | 117.715 | 8.1808 | 1.4808 | 19.0153
U | d110q | 27.3225 | 73.2672 | 114.351 | 7.821 | 1.4808 | 19.0153 | 30.9229 | 84.4054 | 117.715 | 8.1808 | 1.4808 | 19.0153 | 30.9229 | 84.4054 | 117.715 | 8.1808 | 1.4808 | 19.0153
U | d110r | 26.9298 | 73.0163 | 115.251 | 7.8193 | 1.4808 | 19.0153 | 30.9229 | 84.4054 | 117.715 | 8.1808 | 1.4808 | 19.0153 | 30.9229 | 84.4054 | 117.715 | 8.1808 | 1.4808 | 19.0153
U | d110s | 25.2822 | 67.7379 | 113.149 | 7.8167 | 1.4808 | 19.0153 | 30.9229 | 84.4054 | 117.715 | 8.1808 | 1.4808 | 19.0153 | 30.9229 | 84.4054 | 117.715 | 8.1808 | 1.4808 | 19.0153
U | d110t | 22.7862 | 60.783 | 107.733 | 7.8128 | 1.4808 | 19.0153 | 30.9229 | 84.4054 | 117.715 | 8.1808 | 1.4808 | 19.0153 | 30.9229 | 84.4054 | 117.715 | 8.1808 | 1.4808 | 19.0153
U | d110u | 22.2515 | 60.2056 | 106.706 | 7.8142 | 1.4808 | 19.0153 | 30.9229 | 84.4054 | 117.715 | 8.1808 | 1.4808 | 19.0153 | 30.9229 | 84.4054 | 117.715 | 8.1808 | 1.4808 | 19.0153
U | d110v | 19.8241 | 52.9278 | 96.7062 | 7.8083 | 1.4808 | 18.1955 | 30.9229 | 84.4054 | 117.715 | 8.1808 | 1.4808 | 19.0153 | 30.9229 | 84.4054 | 117.715 | 8.1808 | 1.4808 | 19.0153
U | d110x | 19.3886 | 49.3535 | 94.2888 | 7.8016 | 1.4808 | 17.1051 | 30.9229 | 84.4054 | 117.715 | 8.1808 | 1.4808 | 19.0153 | 30.9229 | 84.4054 | 117.715 | 8.1808 | 1.4808 | 19.0153
U | d110y | 18.7626 | 44.6144 | 86.43 | 7.7924 | 1.4808 | 16.4592 | 30.9229 | 84.4054 | 117.715 | 8.1808 | 1.4808 | 19.0153 | 30.9229 | 84.4054 | 117.715 | 8.1808 | 1.4808 | 19.0153
U | d111a | 18.5086 | 45.354 | 85.3071 | 7.7908 | 1.4808 | 16.0428 | 30.9229 | 84.4054 | 117.715 | 8.1808 | 1.4808 | 19.0153 | 30.9229 | 84.4054 | 117.715 | 8.1808 | 1.4808 | 19.0153
U | d111b | 18.7353 | 47.8129 | 88.0996 | 7.7916 | 1.4808 | 15.982 | 30.9229 | 84.4054 | 117.715 | 8.1808 | 1.4808 | 19.0153 | 30.9229 | 84.4054 | 117.715 | 8.1808 | 1.4808 | 19.0153
U | d111c | 19.4056 | 50.1316 | 90.0907 | 7.7928 | 1.4808 | 15.9621 | 30.9229 | 84.4054 | 117.715 | 8.1808 | 1.4808 | 19.0153 | 30.9229 | 84.4054 | 117.715 | 8.1808 | 1.4808 | 19.0153
U | d111d | 20.1383 | 50.7795 | 90.2816 | 7.7931 | 1.4808 | 16.1547 | 30.9229 | 84.4054 | 117.715 | 8.1808 | 1.4808 | 19.0153 | 30.9229 | 84.4054 | 117.715 | 8.1808 | 1.4808 | 19.0153
U | d111e | 21.0341 | 51.9502 | 92.241 | 7.7957 | 1.4808 | 16.9079 | 30.9229 | 84.4054 | 117.715 | 8.1808 | 1.4808 | 19.0153 | 30.9229 | 84.4054 | 117.715 | 8.1808 | 1.4808 | 19.0153
U | d111f | 23.22 | 56.1578 | 95.1131 | 7.8009 | 1.4808 | 18.2364 | 30.9229 | 84.4054 | 117.715 | 8.1808 | 1.4808 | 19.0153 | 30.9229 | 84.4054 | 117.715 | 8.1808 | 1.4808 | 19.0153
U | d111g | 27.8967 | 62.4864 | 103.427 | 7.8122 | 1.4808 | 19.0153 | 30.9229 | 84.4054 | 117.715 | 8.1808 | 1.4808 | 19.0153 | 30.9229 | 84.4054 | 117.715 | 8.1808 | 1.4808 | 19.0153
U | d111h | 30.7266 | 67.303 | 110.181 | 7.8166 | 1.4808 | 19.0153 | 30.9229 | 84.4054 | 117.715 | 8.1808 | 1.4808 | 19.0153 | 30.9229 | 84.4054 | 117.715 | 8.1808 | 1.4808 | 19.0153
U | d111i | 30.7556 | 66.6183 | 110.576 | 7.8205 | 1.4808 | 19.0153 | 30.9229 | 84.4054 | 117.715 | 8.1808 | 1.4808 | 19.0153 | 30.9229 | 84.4054 | 117.715 | 8.1808 | 1.4808 | 19.0153
U | d111j | 30.7761 | 65.9254 | 110.492 | 7.8225 | 1.4808 | 19.0153 | 30.9229 | 84.4054 | 117.715 | 8.1808 | 1.4808 | 19.0153 | 30.9229 | 84.4054 | 117.715 | 8.1808 | 1.4808 | 19.0153
U | d111k | 30.8025 | 64.965 | 107.104 | 7.8225 | 1.4808 | 19.0153 | 30.9229 | 84.4054 | 117.715 | 8.1808 | 1.4808 | 19.0153 | 30.9229 | 84.4054 | 117.715 | 8.1808 | 1.4808 | 19.0153
U | d111l | 30.9027 | 65.0725 | 107.73 | 7.824 | 1.4808 | 19.0153 | 30.9229 | 84.4054 | 117.715 | 8.1808 | 1.4808 | 19.0153 | 30.9229 | 84.4054 | 117.715 | 8.1808 | 1.4808 | 19.0153
U | d111m | 30.7708 | 64.0141 | 108.563 | 7.8201 | 1.4808 | 19.0153 | 30.9229 | 84.4054 | 117.715 | 8.1808 | 1.4808 | 19.0153 | 30.9229 | 84.4054 | 117.715 | 8.1808 | 1.4808 | 19.0153
U | d111n | 30.7573 | 65.6418 | 109.984 | 7.8182 | 1.4808 | 19.0153 | 30.9229 | 84.4054 | 117.715 | 8.1808 | 1.4808 | 19.0153 | 30.9229 | 84.4054 | 117.715 | 8.1808 | 1.4808 | 19.0153
U | d111o | 30.7442 | 66.2225 | 112.087 | 7.8165 | 1.4808 | 19.0153 | 30.9229 | 84.4054 | 117.715 | 8.1808 | 1.4808 | 19.0153 | 30.9229 | 84.4054 | 117.715 | 8.1808 | 1.4808 | 19.0153
U | d111p | 30.6665 | 65.9419 | 112.379 | 7.816 | 1.4808 | 19.0153 | 30.9229 | 84.4054 | 117.715 | 8.1808 | 1.4808 | 19.0153 | 30.9229 | 84.4054 | 117.715 | 8.1808 | 1.4808 | 19.0153
U | d111q | 30.0821 | 68.2177 | 113.894 | 7.8167 | 1.4808 | 19.0153 | 30.9229 | 84.4054 | 117.715 | 8.1808 | 1.4808 | 19.0153 | 30.9229 | 84.4054 | 117.715 | 8.1808 | 1.4808 | 19.0153
U | d111r | 29.2217 | 68.2265 | 114.277 | 7.8161 | 1.4808 | 19.0153 | 30.9229 | 84.4054 | 117.715 | 8.1808 | 1.4808 | 19.0153 | 30.9229 | 84.4054 | 117.715 | 8.1808 | 1.4808 | 19.0153
U | d111s | 27.306 | 62.9639 | 111.413 | 7.8117 | 1.4808 | 19.0153 | 30.9229 | 84.4054 | 117.715 | 8.1808 | 1.4808 | 19.0153 | 30.9229 | 84.4054 | 117.715 | 8.1808 | 1.4808 | 19.0153
U | d111t | 24.6358 | 54.9556 | 103.873 | 7.8071 | 1.4808 | 19.0153 | 30.9229 | 84.4054 | 117.715 | 8.1808 | 1.4808 | 19.0153 | 30.9229 | 84.4054 | 117.715 | 8.1808 | 1.4808 | 19.0153
U | d111u | 22.5815 | 52.7345 | 100.428 | 7.8056 | 1.4808 | 19.0153 | 30.9229 | 84.4054 | 117.715 | 8.1808 | 1.4808 | 19.0153 | 30.9229 | 84.4054 | 117.715 | 8.1808 | 1.4808 | 19.0153
U | d111v | 18.8169 | 47.0075 | 92.1638 | 7.8012 | 1.4808 | 18.8786 | 30.9229 | 84.4054 | 117.715 | 8.1808 | 1.4808 | 19.0153 | 30.9229 | 84.4054 | 117.715 | 8.1808 | 1.4808 | 19.0153
U | d111x | 17.615 | 44.1526 | 90.4026 | 7.7958 | 1.4808 | 18.1435 | 30.9229 | 84.4054 | 117.715 | 8.1808 | 1.4808 | 19.0153 | 30.9229 | 84.4054 | 117.715 | 8.1808 | 1.4808 | 19.0153
U | d111y | 16.0428 | 40.4164 | 83.1241 | 7.7854 | 1.4808 | 17.447 | 30.9229 | 84.4054 | 117.715 | 8.1808 | 1.4808 | 19.0153 | 30.9229 | 84.4054 | 117.715 | 8.1808 | 1.4808 | 19.0153
U | d112a | 14.9883 | 39.3679 | 80.3164 | 7.7821 | 1.4808 | 16.8355 | 30.9229 | 84.4054 | 117.715 | 8.1808 | 1.4808 | 19.0153 | 30.9229 | 84.4054 | 117.715 | 8.1808 | 1.4808 | 19.0153
U | d112b | 14.9178 | 41.8712 | 84.1787 | 7.7819 | 1.4808 | 16.6457 | 30.9229 | 84.4054 | 117.715 | 8.1808 | 1.4808 | 19.0153 | 30.9229 | 84.4054 | 117.715 | 8.1808 | 1.4808 | 19.0153
U | d112c | 14.8268 | 42.9682 | 84.8792 | 7.7823 | 1.4808 | 16.2591 | 30.9229 | 84.4054 | 117.715 | 8.1808 | 1.4808 | 19.0153 | 30.9229 | 84.4054 | 117.715 | 8.1808 | 1.4808 | 19.0153
U | d112d | 14.6395 | 42.5093 | 84.2451 | 7.7821 | 1.4808 | 16.1952 | 30.9229 | 84.4054 | 117.715 | 8.1808 | 1.4808 | 19.0153 | 30.9229 | 84.4054 | 117.715 | 8.1808 | 1.4808 | 19.0153
U | d112e | 14.6962 | 42.7142 | 84.9168 | 7.7832 | 1.4808 | 16.597 | 30.9229 | 84.4054 | 117.715 | 8.1808 | 1.4808 | 19.0153 | 30.9229 | 84.4054 | 117.715 | 8.1808 | 1.4808 | 19.0153
U | d112f | 15.5814 | 46.0982 | 85.8197 | 7.7849 | 1.4808 | 17.4091 | 30.9229 | 84.4054 | 117.715 | 8.1808 | 1.4808 | 19.0153 | 30.9229 | 84.4054 | 117.715 | 8.1808 | 1.4808 | 19.0153
U | d112g | 17.7566 | 50.4495 | 90.26 | 7.7936 | 1.4808 | 17.8227 | 30.9229 | 84.4054 | 117.715 | 8.1808 | 1.4808 | 19.0153 | 30.9229 | 84.4054 | 117.715 | 8.1808 | 1.4808 | 19.0153
U | d112h | 19.549 | 54.2859 | 95.9758 | 7.7972 | 1.4808 | 18.246 | 30.9229 | 84.4054 | 117.715 | 8.1808 | 1.4808 | 19.0153 | 30.9229 | 84.4054 | 117.715 | 8.1808 | 1.4808 | 19.0153
U | d112i | 20.5016 | 53.6631 | 95.7412 | 7.801 | 1.4808 | 18.5876 | 30.9229 | 84.4054 | 117.715 | 8.1808 | 1.4808 | 19.0153 | 30.9229 | 84.4054 | 117.715 | 8.1808 | 1.4808 | 19.0153
U | d112j | 21.4261 | 52.2157 | 93.2581 | 7.8045 | 1.4808 | 18.822 | 30.9229 | 84.4054 | 117.715 | 8.1808 | 1.4808 | 19.0153 | 30.9229 | 84.4054 | 117.715 | 8.1808 | 1.4808 | 19.0153
U | d112k | 22.0862 | 49.0631 | 88.1911 | 7.8056 | 1.4808 | 19.0153 | 30.9229 | 84.4054 | 117.715 | 8.1808 | 1.4808 | 19.0153 | 30.9229 | 84.4054 | 117.715 | 8.1808 | 1.4808 | 19.0153
U | d112l | 21.8851 | 47.4959 | 85.6902 | 7.8049 | 1.4808 | 19.0153 | 30.9229 | 84.4054 | 117.715 | 8.1808 | 1.4808 | 19.0153 | 30.9229 | 84.4054 | 117.715 | 8.1808 | 1.4808 | 19.0153
U | d112m | 23.2586 | 52.0286 | 90.7464 | 7.8062 | 1.4808 | 19.0153 | 30.9229 | 84.4054 | 117.715 | 8.1808 | 1.4808 | 19.0153 | 30.9229 | 84.4054 | 117.715 | 8.1808 | 1.4808 | 19.0153
U | d112n | 22.872 | 55.3508 | 103.569 | 7.8045 | 1.4808 | 19.0153 | 30.9229 | 84.4054 | 117.715 | 8.1808 | 1.4808 | 19.0153 | 30.9229 | 84.4054 | 117.715 | 8.1808 | 1.4808 | 19.0153
U | d112o | 23.24 | 60.9859 | 108.706 | 7.8041 | 1.4808 | 19.0153 | 30.9229 | 84.4054 | 117.715 | 8.1808 | 1.4808 | 19.0153 | 30.9229 | 84.4054 | 117.715 | 8.1808 | 1.4808 | 19.0153
U | d112p | 22.6284 | 63.1825 | 109.965 | 7.8037 | 1.4808 | 19.0153 | 30.9229 | 84.4054 | 117.715 | 8.1808 | 1.4808 | 19.0153 | 30.9229 | 84.4054 | 117.715 | 8.1808 | 1.4808 | 19.0153
U | d112q | 23.101 | 64.0728 | 111.033 | 7.8045 | 1.4808 | 19.0153 | 30.9229 | 84.4054 | 117.715 | 8.1808 | 1.4808 | 19.0153 | 30.9229 | 84.4054 | 117.715 | 8.1808 | 1.4808 | 19.0153
U | d112r | 21.9156 | 61.557 | 108.902 | 7.8025 | 1.4808 | 18.8799 | 30.9229 | 84.4054 | 117.715 | 8.1808 | 1.4808 | 19.0153 | 30.9229 | 84.4054 | 117.715 | 8.1808 | 1.4808 | 19.0153
U | d112s | 21.3621 | 58.1081 | 105.303 | 7.8015 | 1.4808 | 18.7294 | 30.9229 | 84.4054 | 117.715 | 8.1808 | 1.4808 | 19.0153 | 30.9229 | 84.4054 | 117.715 | 8.1808 | 1.4808 | 19.0153
U | d112t | 19.9883 | 51.8657 | 97.5325 | 7.7991 | 1.4808 | 18.5142 | 30.9229 | 84.4054 | 117.715 | 8.1808 | 1.4808 | 19.0153 | 30.9229 | 84.4054 | 117.715 | 8.1808 | 1.4808 | 19.0153
U | d112u | 19.2129 | 49.3284 | 93.8869 | 7.7988 | 1.4808 | 18.1576 | 30.9229 | 84.4054 | 117.715 | 8.1808 | 1.4808 | 19.0153 | 30.9229 | 84.4054 | 117.715 | 8.1808 | 1.4808 | 19.0153
U | d112v | 18.5403 | 47.0984 | 91.6392 | 7.7973 | 1.4808 | 17.6074 | 30.9229 | 84.4054 | 117.715 | 8.1808 | 1.4808 | 19.0153 | 30.9229 | 84.4054 | 117.715 | 8.1808 | 1.4808 | 19.0153
U | d112x | 17.0422 | 43.4 | 87.1763 | 7.7922 | 1.4808 | 16.2449 | 30.9229 | 84.4054 | 117.715 | 8.1808 | 1.4808 | 19.0153 | 30.9229 | 84.4054 | 117.715 | 8.1808 | 1.4808 | 19.0153
U | d112y | 15.4089 | 38.1072 | 78.2898 | 7.782 | 1.4808 | 15.7777 | 30.9229 | 84.4054 | 117.715 | 8.1808 | 1.4808 | 19.0153 | 30.9229 | 84.4054 | 117.715 | 8.1808 | 1.4808 | 19.0153
U | d113a | 14.8158 | 38.8096 | 78.2462 | 7.78 | 1.4808 | 15.546 | 30.9229 | 84.4054 | 117.715 | 8.1808 | 1.4808 | 19.0153 | 30.9229 | 84.4054 | 117.715 | 8.1808 | 1.4808 | 19.0153
U | d113b | 14.2029 | 40.0534 | 80.1517 | 7.7808 | 1.4808 | 15.4032 | 30.9229 | 84.4054 | 117.715 | 8.1808 | 1.4808 | 19.0153 | 30.9229 | 84.4054 | 117.715 | 8.1808 | 1.4808 | 19.0153
U | d113c | 14.1204 | 41.1901 | 81.0666 | 7.7824 | 1.4808 | 15.4247 | 30.9229 | 84.4054 | 117.715 | 8.1808 | 1.4808 | 19.0153 | 30.9229 | 84.4054 | 117.715 | 8.1808 | 1.4808 | 19.0153
U | d113d | 14.1959 | 41.151 | 81.6354 | 7.783 | 1.4808 | 15.4223 | 30.9229 | 84.4054 | 117.715 | 8.1808 | 1.4808 | 19.0153 | 30.9229 | 84.4054 | 117.715 | 8.1808 | 1.4808 | 19.0153
U | d113e | 13.9937 | 40.5857 | 80.9545 | 7.7841 | 1.4808 | 15.5945 | 30.9229 | 84.4054 | 117.715 | 8.1808 | 1.4808 | 19.0153 | 30.9229 | 84.4054 | 117.715 | 8.1808 | 1.4808 | 19.0153
U | d113f | 14.5806 | 42.0959 | 81.8751 | 7.7874 | 1.4808 | 15.7691 | 30.9229 | 84.4054 | 117.715 | 8.1808 | 1.4808 | 19.0153 | 30.9229 | 84.4054 | 117.715 | 8.1808 | 1.4808 | 19.0153
U | d113g | 15.2877 | 46.2739 | 86.3062 | 7.793 | 1.4808 | 16.7402 | 30.9229 | 84.4054 | 117.715 | 8.1808 | 1.4808 | 19.0153 | 30.9229 | 84.4054 | 117.715 | 8.1808 | 1.4808 | 19.0153
U | d113h | 18.1486 | 55.8745 | 100.192 | 7.8005 | 1.4808 | 18.2142 | 30.9229 | 84.4054 | 117.715 | 8.1808 | 1.4808 | 19.0153 | 30.9229 | 84.4054 | 117.715 | 8.1808 | 1.4808 | 19.0153
U | d113i | 19.0363 | 53.346 | 94.7175 | 7.8057 | 1.4808 | 18.3607 | 30.9229 | 84.4054 | 117.715 | 8.1808 | 1.4808 | 19.0153 | 30.9229 | 84.4054 | 117.715 | 8.1808 | 1.4808 | 19.0153
U | d113j | 19.4318 | 49.7079 | 89.2151 | 7.8083 | 1.4808 | 18.3388 | 30.9229 | 84.4054 | 117.715 | 8.1808 | 1.4808 | 19.0153 | 30.9229 | 84.4054 | 117.715 | 8.1808 | 1.4808 | 19.0153
U | d113k | 18.8576 | 45.8904 | 86.8928 | 7.805 | 1.4808 | 18.2905 | 30.9229 | 84.4054 | 117.715 | 8.1808 | 1.4808 | 19.0153 | 30.9229 | 84.4054 | 117.715 | 8.1808 | 1.4808 | 19.0153
U | d113l | 19.5628 | 46.6829 | 85.0638 | 7.8052 | 1.4808 | 18.5351 | 30.9229 | 84.4054 | 117.715 | 8.1808 | 1.4808 | 19.0153 | 30.9229 | 84.4054 | 117.715 | 8.1808 | 1.4808 | 19.0153
U | d113m | 20.3081 | 51.0873 | 93.3987 | 7.8056 | 1.4808 | 18.8055 | 30.9229 | 84.4054 | 117.715 | 8.1808 | 1.4808 | 19.0153 | 30.9229 | 84.4054 | 117.715 | 8.1808 | 1.4808 | 19.0153
U | d113n | 20.0188 | 50.5409 | 92.4935 | 7.8059 | 1.4808 | 18.9116 | 30.9229 | 84.4054 | 117.715 | 8.1808 | 1.4808 | 19.0153 | 30.9229 | 84.4054 | 117.715 | 8.1808 | 1.4808 | 19.0153
U | d113o | 20.4859 | 54.4357 | 100.118 | 7.8073 | 1.4808 | 19.0153 | 30.9229 | 84.4054 | 117.715 | 8.1808 | 1.4808 | 19.0153 | 30.9229 | 84.4054 | 117.715 | 8.1808 | 1.4808 | 19.0153
U | d113p | 20.9359 | 58.0389 | 105.222 | 7.8089 | 1.4808 | 19.0153 | 30.9229 | 84.4054 | 117.715 | 8.1808 | 1.4808 | 19.0153 | 30.9229 | 84.4054 | 117.715 | 8.1808 | 1.4808 | 19.0153
U | d113q | 22.6405 | 63.4365 | 111.403 | 7.8145 | 1.4808 | 19.0153 | 30.9229 | 84.4054 | 117.715 | 8.1808 | 1.4808 | 19.0153 | 30.9229 | 84.4054 | 117.715 | 8.1808 | 1.4808 | 19.0153
U | d113r | 24.2436 | 67.4161 | 114.297 | 7.8182 | 1.4808 | 19.0153 | 30.9229 | 84.4054 | 117.715 | 8.1808 | 1.4808 | 19.0153 | 30.9229 | 84.4054 | 117.715 | 8.1808 | 1.4808 | 19.0153
U | d113s | 21.6375 | 59.2268 | 108.483 | 7.8122 | 1.4808 | 19.0153 | 30.9229 | 84.4054 | 117.715 | 8.1808 | 1.4808 | 19.0153 | 30.9229 | 84.4054 | 117.715 | 8.1808 | 1.4808 | 19.0153
U | d113t | 20.2687 | 55.5544 | 103.845 | 7.8061 | 1.4808 | 19.0153 | 30.9229 | 84.4054 | 117.715 | 8.1808 | 1.4808 | 19.0153 | 30.9229 | 84.4054 | 117.715 | 8.1808 | 1.4808 | 19.0153
U | d113u | 19.5185 | 53.4261 | 100.498 | 7.8011 | 1.4808 | 18.566 | 30.9229 | 84.4054 | 117.715 | 8.1808 | 1.4808 | 19.0153 | 30.9229 | 84.4054 | 117.715 | 8.1808 | 1.4808 | 19.0153
U | d113v | 19.0896 | 50.7457 | 97.2328 | 7.797 | 1.4808 | 17.8679 | 30.9229 | 84.4054 | 117.715 | 8.1808 | 1.4808 | 19.0153 | 30.9229 | 84.4054 | 117.715 | 8.1808 | 1.4808 | 19.0153
U | d113x | 18.0428 | 46.6307 | 92.3547 | 7.7913 | 1.4808 | 16.6837 | 30.9229 | 84.4054 | 117.715 | 8.1808 | 1.4808 | 19.0153 | 30.9229 | 84.4054 | 117.715 | 8.1808 | 1.4808 | 19.0153
U | d113y | 16.1938 | 44.0674 | 89.7364 | 7.7854 | 1.4808 | 16.1904 | 30.9229 | 84.4054 | 117.715 | 8.1808 | 1.4808 | 19.0153 | 30.9229 | 84.4054 | 117.715 | 8.1808 | 1.4808 | 19.0153
U | d114a | 15.0728 | 42.5934 | 87.5519 | 7.7817 | 1.4808 | 15.6944 | 30.9229 | 84.4054 | 117.715 | 8.1808 | 1.4808 | 19.0153 | 30.9229 | 84.4054 | 117.715 | 8.1808 | 1.4808 | 19.0153
U | d114b | 14.3811 | 44.4945 | 90.5573 | 7.7809 | 1.4808 | 15.5344 | 30.9229 | 84.4054 | 117.715 | 8.1808 | 1.4808 | 19.0153 | 30.9229 | 84.4054 | 117.715 | 8.1808 | 1.4808 | 19.0153
U | d114c | 14.2504 | 46.0497 | 93.6221 | 7.7808 | 1.4808 | 15.466 | 30.9229 | 84.4054 | 117.715 | 8.1808 | 1.4808 | 19.0153 | 30.9229 | 84.4054 | 117.715 | 8.1808 | 1.4808 | 19.0153
U | d114d | 14.2431 | 46.4123 | 94.3068 | 7.7808 | 1.4808 | 15.4817 | 30.9229 | 84.4054 | 117.715 | 8.1808 | 1.4808 | 19.0153 | 30.9229 | 84.4054 | 117.715 | 8.1808 | 1.4808 | 19.0153
U | d114e | 14.2758 | 46.1996 | 94.8969 | 7.7824 | 1.4808 | 15.7821 | 30.9229 | 84.4054 | 117.715 | 8.1808 | 1.4808 | 19.0153 | 30.9229 | 84.4054 | 117.715 | 8.1808 | 1.4808 | 19.0153
U | d114f | 15.4104 | 49.4618 | 98.504 | 7.7864 | 1.4808 | 16.613 | 30.9229 | 84.4054 | 117.715 | 8.1808 | 1.4808 | 19.0153 | 30.9229 | 84.4054 | 117.715 | 8.1808 | 1.4808 | 19.0153
U | d114g | 17.7593 | 57.1007 | 107.824 | 7.7955 | 1.4808 | 18.5297 | 30.9229 | 84.4054 | 117.715 | 8.1808 | 1.4808 | 19.0153 | 30.9229 | 84.4054 | 117.715 | 8.1808 | 1.4808 | 19.0153
U | d114h | 21.2013 | 62.6368 | 112.159 | 7.8012 | 1.4808 | 19.0153 | 30.9229 | 84.4054 | 117.715 | 8.1808 | 1.4808 | 19.0153 | 30.9229 | 84.4054 | 117.715 | 8.1808 | 1.4808 | 19.0153
U | d114i | 23.4354 | 63.1424 | 112.682 | 7.8067 | 1.4808 | 19.0153 | 30.9229 | 84.4054 | 117.715 | 8.1808 | 1.4808 | 19.0153 | 30.9229 | 84.4054 | 117.715 | 8.1808 | 1.4808 | 19.0153
U | d114j | 22.9575 | 59.3743 | 109.634 | 7.8073 | 1.4808 | 19.0153 | 30.9229 | 84.4054 | 117.715 | 8.1808 | 1.4808 | 19.0153 | 30.9229 | 84.4054 | 117.715 | 8.1808 | 1.4808 | 19.0153
U | d114k | 22.5966 | 56.9065 | 106.571 | 7.8053 | 1.4808 | 19.0153 | 30.9229 | 84.4054 | 117.715 | 8.1808 | 1.4808 | 19.0153 | 30.9229 | 84.4054 | 117.715 | 8.1808 | 1.4808 | 19.0153
U | d114l | 23.5689 | 57.5006 | 107.713 | 7.8065 | 1.4808 | 19.0153 | 30.9229 | 84.4054 | 117.715 | 8.1808 | 1.4808 | 19.0153 | 30.9229 | 84.4054 | 117.715 | 8.1808 | 1.4808 | 19.0153
U | d114m | 23.2725 | 55.4683 | 103.23 | 7.8056 | 1.4808 | 19.0153 | 30.9229 | 84.4054 | 117.715 | 8.1808 | 1.4808 | 19.0153 | 30.9229 | 84.4054 | 117.715 | 8.1808 | 1.4808 | 19.0153
U | d114n | 23.4184 | 57.3528 | 107.849 | 7.8052 | 1.4808 | 19.0153 | 30.9229 | 84.4054 | 117.715 | 8.1808 | 1.4808 | 19.0153 | 30.9229 | 84.4054 | 117.715 | 8.1808 | 1.4808 | 19.0153
U | d114o | 23.924 | 59.4002 | 109.903 | 7.8053 | 1.4808 | 19.0153 | 30.9229 | 84.4054 | 117.715 | 8.1808 | 1.4808 | 19.0153 | 30.9229 | 84.4054 | 117.715 | 8.1808 | 1.4808 | 19.0153
U | d114p | 23.561 | 60.2819 | 110.714 | 7.8056 | 1.4808 | 19.0153 | 30.9229 | 84.4054 | 117.715 | 8.1808 | 1.4808 | 19.0153 | 30.9229 | 84.4054 | 117.715 | 8.1808 | 1.4808 | 19.0153
U | d114q | 24.5008 | 65.4806 | 114.23 | 7.8072 | 1.4808 | 19.0153 | 30.9229 | 84.4054 | 117.715 | 8.1808 | 1.4808 | 19.0153 | 30.9229 | 84.4054 | 117.715 | 8.1808 | 1.4808 | 19.0153
U | d114r | 23.8079 | 64.6676 | 114.143 | 7.8057 | 1.4808 | 19.0153 | 30.9229 | 84.4054 | 117.715 | 8.1808 | 1.4808 | 19.0153 | 30.9229 | 84.4054 | 117.715 | 8.1808 | 1.4808 | 19.0153
U | d114s | 22.8253 | 60.0975 | 112.061 | 7.804 | 1.4808 | 19.0153 | 30.9229 | 84.4054 | 117.715 | 8.1808 | 1.4808 | 19.0153 | 30.9229 | 84.4054 | 117.715 | 8.1808 | 1.4808 | 19.0153
U | d114t | 21.4575 | 55.3465 | 108.699 | 7.8023 | 1.4808 | 19.0153 | 30.9229 | 84.4054 | 117.715 | 8.1808 | 1.4808 | 19.0153 | 30.9229 | 84.4054 | 117.715 | 8.1808 | 1.4808 | 19.0153
U | d114u | 19.7348 | 51.6795 | 105.002 | 7.8006 | 1.4808 | 19.0153 | 30.9229 | 84.4054 | 117.715 | 8.1808 | 1.4808 | 19.0153 | 30.9229 | 84.4054 | 117.715 | 8.1808 | 1.4808 | 19.0153
U | d114v | 19.8024 | 50.8194 | 104.44 | 7.7991 | 1.4808 | 18.6398 | 30.9229 | 84.4054 | 117.715 | 8.1808 | 1.4808 | 19.0153 | 30.9229 | 84.4054 | 117.715 | 8.1808 | 1.4808 | 19.0153
U | d114x | 18.7944 | 47.1694 | 100.521 | 7.7943 | 1.4808 | 17.9895 | 30.9229 | 84.4054 | 117.715 | 8.1808 | 1.4808 | 19.0153 | 30.9229 | 84.4054 | 117.715 | 8.1808 | 1.4808 | 19.0153
U | d114y | 17.7043 | 45.5702 | 98.7299 | 7.7896 | 1.4808 | 17.3852 | 30.9229 | 84.4054 | 117.715 | 8.1808 | 1.4808 | 19.0153 | 30.9229 | 84.4054 | 117.715 | 8.1808 | 1.4808 | 19.0153
U | d115a | 16.5339 | 43.7417 | 96.2302 | 7.7878 | 1.4808 | 16.7517 | 30.9229 | 84.4054 | 117.715 | 8.1808 | 1.4808 | 19.0153 | 30.9229 | 84.4054 | 117.715 | 8.1808 | 1.4808 | 19.0153
U | d115b | 16.2207 | 45.8129 | 100.096 | 7.7885 | 1.4808 | 16.5599 | 30.9229 | 84.4054 | 117.715 | 8.1808 | 1.4808 | 19.0153 | 30.9229 | 84.4054 | 117.715 | 8.1808 | 1.4808 | 19.0153
U | d115c | 16.3809 | 47.8263 | 102.631 | 7.7902 | 1.4808 | 16.4815 | 30.9229 | 84.4054 | 117.715 | 8.1808 | 1.4808 | 19.0153 | 30.9229 | 84.4054 | 117.715 | 8.1808 | 1.4808 | 19.0153
U | d115d | 16.2897 | 47.9648 | 103.005 | 7.7909 | 1.4808 | 16.5396 | 30.9229 | 84.4054 | 117.715 | 8.1808 | 1.4808 | 19.0153 | 30.9229 | 84.4054 | 117.715 | 8.1808 | 1.4808 | 19.0153
U | d115e | 16.4216 | 49.1492 | 104.063 | 7.7934 | 1.4808 | 16.9954 | 30.9229 | 84.4054 | 117.715 | 8.1808 | 1.4808 | 19.0153 | 30.9229 | 84.4054 | 117.715 | 8.1808 | 1.4808 | 19.0153
U | d115f | 18.2344 | 54.7744 | 108.373 | 7.7994 | 1.4808 | 18.2466 | 30.9229 | 84.4054 | 117.715 | 8.1808 | 1.4808 | 19.0153 | 30.9229 | 84.4054 | 117.715 | 8.1808 | 1.4808 | 19.0153
U | d115g | 22.2799 | 64.0755 | 114.631 | 7.8149 | 1.4808 | 19.0153 | 30.9229 | 84.4054 | 117.715 | 8.1808 | 1.4808 | 19.0153 | 30.9229 | 84.4054 | 117.715 | 8.1808 | 1.4808 | 19.0153
U | d115h | 26.6437 | 71.6443 | 116.284 | 7.8277 | 1.4808 | 19.0153 | 30.9229 | 84.4054 | 117.715 | 8.1808 | 1.4808 | 19.0153 | 30.9229 | 84.4054 | 117.715 | 8.1808 | 1.4808 | 19.0153
U | d115i | 27.2601 | 69.1131 | 116.221 | 7.8313 | 1.4808 | 19.0153 | 30.9229 | 84.4054 | 117.715 | 8.1808 | 1.4808 | 19.0153 | 30.9229 | 84.4054 | 117.715 | 8.1808 | 1.4808 | 19.0153
U | d115j | 28.2486 | 69.6048 | 116.435 | 7.8374 | 1.4808 | 19.0153 | 30.9229 | 84.4054 | 117.715 | 8.1808 | 1.4808 | 19.0153 | 30.9229 | 84.4054 | 117.715 | 8.1808 | 1.4808 | 19.0153
U | d115k | 27.635 | 70.2554 | 116.622 | 7.8324 | 1.4808 | 19.0153 | 30.9229 | 84.4054 | 117.715 | 8.1808 | 1.4808 | 19.0153 | 30.9229 | 84.4054 | 117.715 | 8.1808 | 1.4808 | 19.0153
U | d115l | 27.716 | 72.1808 | 116.798 | 7.8324 | 1.4808 | 19.0153 | 30.9229 | 84.4054 | 117.715 | 8.1808 | 1.4808 | 19.0153 | 30.9229 | 84.4054 | 117.715 | 8.1808 | 1.4808 | 19.0153
U | d115m | 27.8243 | 71.6545 | 116.755 | 7.8298 | 1.4808 | 19.0153 | 30.9229 | 84.4054 | 117.715 | 8.1808 | 1.4808 | 19.0153 | 30.9229 | 84.4054 | 117.715 | 8.1808 | 1.4808 | 19.0153
U | d115n | 29.6277 | 75.0016 | 117.205 | 7.8363 | 1.4808 | 19.0153 | 30.9229 | 84.4054 | 117.715 | 8.1808 | 1.4808 | 19.0153 | 30.9229 | 84.4054 | 117.715 | 8.1808 | 1.4808 | 19.0153
U | d115o | 29.0424 | 71.7464 | 116.687 | 7.8267 | 1.4808 | 19.0153 | 30.9229 | 84.4054 | 117.715 | 8.1808 | 1.4808 | 19.0153 | 30.9229 | 84.4054 | 117.715 | 8.1808 | 1.4808 | 19.0153
U | d115p | 29.447 | 72.9618 | 116.804 | 7.8275 | 1.4808 | 19.0153 | 30.9229 | 84.4054 | 117.715 | 8.1808 | 1.4808 | 19.0153 | 30.9229 | 84.4054 | 117.715 | 8.1808 | 1.4808 | 19.0153
U | d115q | 29.4893 | 73.7587 | 116.909 | 7.8257 | 1.4808 | 19.0153 | 30.9229 | 84.4054 | 117.715 | 8.1808 | 1.4808 | 19.0153 | 30.9229 | 84.4054 | 117.715 | 8.1808 | 1.4808 | 19.0153
U | d115r | 29.6696 | 74.4447 | 117.132 | 7.8243 | 1.4808 | 19.0153 | 30.9229 | 84.4054 | 117.715 | 8.1808 | 1.4808 | 19.0153 | 30.9229 | 84.4054 | 117.715 | 8.1808 | 1.4808 | 19.0153
U | d115s | 28.2573 | 67.9552 | 116.325 | 7.818 | 1.4808 | 19.0153 | 30.9229 | 84.4054 | 117.715 | 8.1808 | 1.4808 | 19.0153 | 30.9229 | 84.4054 | 117.715 | 8.1808 | 1.4808 | 19.0153
U | d115t | 27.2104 | 63.2575 | 115.692 | 7.815 | 1.4808 | 19.0153 | 30.9229 | 84.4054 | 117.715 | 8.1808 | 1.4808 | 19.0153 | 30.9229 | 84.4054 | 117.715 | 8.1808 | 1.4808 | 19.0153
U | d115u | 26.4759 | 61.1575 | 114.992 | 7.8149 | 1.4808 | 19.0153 | 30.9229 | 84.4054 | 117.715 | 8.1808 | 1.4808 | 19.0153 | 30.9229 | 84.4054 | 117.715 | 8.1808 | 1.4808 | 19.0153
U | d115v | 23.7819 | 54.0495 | 109.712 | 7.8086 | 1.4808 | 18.8217 | 30.9229 | 84.4054 | 117.715 | 8.1808 | 1.4808 | 19.0153 | 30.9229 | 84.4054 | 117.715 | 8.1808 | 1.4808 | 19.0153
U | d115x | 22.6386 | 48.5775 | 104.429 | 7.8014 | 1.4808 | 18.0439 | 30.9229 | 84.4054 | 117.715 | 8.1808 | 1.4808 | 19.0153 | 30.9229 | 84.4054 | 117.715 | 8.1808 | 1.4808 | 19.0153
U | d115y | 21.395 | 45.3142 | 98.2063 | 7.7914 | 1.4808 | 18.06 | 30.9229 | 84.4054 | 117.715 | 8.1808 | 1.4808 | 19.0153 | 30.9229 | 84.4054 | 117.715 | 8.1808 | 1.4808 | 19.0153
U | d116a | 20.5254 | 45.5175 | 97.1515 | 7.7888 | 1.4808 | 18.1222 | 30.9229 | 84.4054 | 117.715 | 8.1808 | 1.4808 | 19.0153 | 30.9229 | 84.4054 | 117.715 | 8.1808 | 1.4808 | 19.0153
U | d116b | 20.4887 | 48.0892 | 100.613 | 7.7892 | 1.4808 | 18.2811 | 30.9229 | 84.4054 | 117.715 | 8.1808 | 1.4808 | 19.0153 | 30.9229 | 84.4054 | 117.715 | 8.1808 | 1.4808 | 19.0153
U | d116c | 20.1455 | 49.4774 | 102.269 | 7.7888 | 1.4808 | 18.2888 | 30.9229 | 84.4054 | 117.715 | 8.1808 | 1.4808 | 19.0153 | 30.9229 | 84.4054 | 117.715 | 8.1808 | 1.4808 | 19.0153
U | d116d | 19.7953 | 49.2116 | 102.35 | 7.7896 | 1.4808 | 18.4434 | 30.9229 | 84.4054 | 117.715 | 8.1808 | 1.4808 | 19.0153 | 30.9229 | 84.4054 | 117.715 | 8.1808 | 1.4808 | 19.0153
U | d116e | 19.87 | 50.5439 | 104.518 | 7.7926 | 1.4808 | 18.7564 | 30.9229 | 84.4054 | 117.715 | 8.1808 | 1.4808 | 19.0153 | 30.9229 | 84.4054 | 117.715 | 8.1808 | 1.4808 | 19.0153
U | d116f | 20.9058 | 54.8644 | 107.443 | 7.7973 | 1.4808 | 18.9396 | 30.9229 | 84.4054 | 117.715 | 8.1808 | 1.4808 | 19.0153 | 30.9229 | 84.4054 | 117.715 | 8.1808 | 1.4808 | 19.0153
U | d116g | 26.6317 | 64.3103 | 115.204 | 7.8156 | 1.4808 | 19.0153 | 30.9229 | 84.4054 | 117.715 | 8.1808 | 1.4808 | 19.0153 | 30.9229 | 84.4054 | 117.715 | 8.1808 | 1.4808 | 19.0153
U | d116h | 29.3481 | 72.4927 | 116.716 | 7.8327 | 1.4808 | 19.0153 | 30.9229 | 84.4054 | 117.715 | 8.1808 | 1.4808 | 19.0153 | 30.9229 | 84.4054 | 117.715 | 8.1808 | 1.4808 | 19.0153
U | d116i | 29.496 | 71.6665 | 116.843 | 7.8395 | 1.4808 | 19.0153 | 30.9229 | 84.4054 | 117.715 | 8.1808 | 1.4808 | 19.0153 | 30.9229 | 84.4054 | 117.715 | 8.1808 | 1.4808 | 19.0153
U | d116j | 29.6832 | 70.4291 | 116.864 | 7.8355 | 1.4808 | 19.0153 | 30.9229 | 84.4054 | 117.715 | 8.1808 | 1.4808 | 19.0153 | 30.9229 | 84.4054 | 117.715 | 8.1808 | 1.4808 | 19.0153
U | d116k | 29.4971 | 70.1959 | 116.899 | 7.8316 | 1.4808 | 19.0153 | 30.9229 | 84.4054 | 117.715 | 8.1808 | 1.4808 | 19.0153 | 30.9229 | 84.4054 | 117.715 | 8.1808 | 1.4808 | 19.0153
U | d116l | 29.523 | 71.4931 | 116.945 | 7.8297 | 1.4808 | 19.0153 | 30.9229 | 84.4054 | 117.715 | 8.1808 | 1.4808 | 19.0153 | 30.9229 | 84.4054 | 117.715 | 8.1808 | 1.4808 | 19.0153
U | d116m | 29.8366 | 72.042 | 116.996 | 7.8302 | 1.4808 | 19.0153 | 30.9229 | 84.4054 | 117.715 | 8.1808 | 1.4808 | 19.0153 | 30.9229 | 84.4054 | 117.715 | 8.1808 | 1.4808 | 19.0153
U | d116n | 29.8703 | 72.0257 | 116.918 | 7.8291 | 1.4808 | 19.0153 | 30.9229 | 84.4054 | 117.715 | 8.1808 | 1.4808 | 19.0153 | 30.9229 | 84.4054 | 117.715 | 8.1808 | 1.4808 | 19.0153
U | d116o | 29.563 | 71.6036 | 116.969 | 7.8251 | 1.4808 | 19.0153 | 30.9229 | 84.4054 | 117.715 | 8.1808 | 1.4808 | 19.0153 | 30.9229 | 84.4054 | 117.715 | 8.1808 | 1.4808 | 19.0153
U | d116p | 29.6962 | 73.7991 | 117.054 | 7.826 | 1.4808 | 19.0153 | 30.9229 | 84.4054 | 117.715 | 8.1808 | 1.4808 | 19.0153 | 30.9229 | 84.4054 | 117.715 | 8.1808 | 1.4808 | 19.0153
U | d116q | 29.7412 | 76.7561 | 117.577 | 7.8293 | 1.4808 | 19.0153 | 30.9229 | 84.4054 | 117.715 | 8.1808 | 1.4808 | 19.0153 | 30.9229 | 84.4054 | 117.715 | 8.1808 | 1.4808 | 19.0153
U | d116r | 29.3521 | 76.8653 | 117.715 | 7.828 | 1.4808 | 19.0153 | 30.9229 | 84.4054 | 117.715 | 8.1808 | 1.4808 | 19.0153 | 30.9229 | 84.4054 | 117.715 | 8.1808 | 1.4808 | 19.0153
U | d116s | 28.1431 | 72.9729 | 116.969 | 7.8201 | 1.4808 | 19.0153 | 30.9229 | 84.4054 | 117.715 | 8.1808 | 1.4808 | 19.0153 | 30.9229 | 84.4054 | 117.715 | 8.1808 | 1.4808 | 19.0153
U | d116t | 26.9933 | 68.4434 | 116.615 | 7.8141 | 1.4808 | 19.0153 | 30.9229 | 84.4054 | 117.715 | 8.1808 | 1.4808 | 19.0153 | 30.9229 | 84.4054 | 117.715 | 8.1808 | 1.4808 | 19.0153
U | d116u | 25.5771 | 64.7874 | 115.885 | 7.8085 | 1.4808 | 19.0153 | 30.9229 | 84.4054 | 117.715 | 8.1808 | 1.4808 | 19.0153 | 30.9229 | 84.4054 | 117.715 | 8.1808 | 1.4808 | 19.0153
U | d116v | 22.2898 | 56.7359 | 112.268 | 7.801 | 1.4808 | 18.8727 | 30.9229 | 84.4054 | 117.715 | 8.1808 | 1.4808 | 19.0153 | 30.9229 | 84.4054 | 117.715 | 8.1808 | 1.4808 | 19.0153
U | d116x | 21.0629 | 52.8124 | 109.115 | 7.794 | 1.4808 | 18.1167 | 30.9229 | 84.4054 | 117.715 | 8.1808 | 1.4808 | 19.0153 | 30.9229 | 84.4054 | 117.715 | 8.1808 | 1.4808 | 19.0153
U | d116y | 19.82 | 49.3795 | 103.086 | 7.7834 | 1.4808 | 17.753 | 30.9229 | 84.4054 | 117.715 | 8.1808 | 1.4808 | 19.0153 | 30.9229 | 84.4054 | 117.715 | 8.1808 | 1.4808 | 19.0153
U | d117a | 19.0748 | 49.1417 | 101.303 | 7.7807 | 1.4808 | 17.4585 | 30.9229 | 84.4054 | 117.715 | 8.1808 | 1.4808 | 19.0153 | 30.9229 | 84.4054 | 117.715 | 8.1808 | 1.4808 | 19.0153
U | d117b | 18.9084 | 51.5731 | 103.977 | 7.7804 | 1.4808 | 17.3357 | 30.9229 | 84.4054 | 117.715 | 8.1808 | 1.4808 | 19.0153 | 30.9229 | 84.4054 | 117.715 | 8.1808 | 1.4808 | 19.0153
U | d117c | 19.1996 | 54.0007 | 106.225 | 7.7813 | 1.4808 | 17.3596 | 30.9229 | 84.4054 | 117.715 | 8.1808 | 1.4808 | 19.0153 | 30.9229 | 84.4054 | 117.715 | 8.1808 | 1.4808 | 19.0153
U | d117d | 18.9947 | 54.4595 | 106.729 | 7.7812 | 1.4808 | 17.4695 | 30.9229 | 84.4054 | 117.715 | 8.1808 | 1.4808 | 19.0153 | 30.9229 | 84.4054 | 117.715 | 8.1808 | 1.4808 | 19.0153
U | d117e | 19.2223 | 55.5987 | 107.086 | 7.7842 | 1.4808 | 18.0541 | 30.9229 | 84.4054 | 117.715 | 8.1808 | 1.4808 | 19.0153 | 30.9229 | 84.4054 | 117.715 | 8.1808 | 1.4808 | 19.0153
U | d117f | 20.698 | 60.0782 | 109.5 | 7.7881 | 1.4808 | 18.6368 | 30.9229 | 84.4054 | 117.715 | 8.1808 | 1.4808 | 19.0153 | 30.9229 | 84.4054 | 117.715 | 8.1808 | 1.4808 | 19.0153
U | d117g | 23.155 | 65.5415 | 112.716 | 7.7946 | 1.4808 | 18.8069 | 30.9229 | 84.4054 | 117.715 | 8.1808 | 1.4808 | 19.0153 | 30.9229 | 84.4054 | 117.715 | 8.1808 | 1.4808 | 19.0153
U | d117h | 25.7597 | 72.283 | 115.149 | 7.7992 | 1.4808 | 18.9459 | 30.9229 | 84.4054 | 117.715 | 8.1808 | 1.4808 | 19.0153 | 30.9229 | 84.4054 | 117.715 | 8.1808 | 1.4808 | 19.0153
U | d117i | 26.2284 | 72.7439 | 115.326 | 7.8014 | 1.4808 | 19.0153 | 30.9229 | 84.4054 | 117.715 | 8.1808 | 1.4808 | 19.0153 | 30.9229 | 84.4054 | 117.715 | 8.1808 | 1.4808 | 19.0153
U | d117j | 27.3744 | 74.2306 | 115.355 | 7.8046 | 1.4808 | 19.0153 | 30.9229 | 84.4054 | 117.715 | 8.1808 | 1.4808 | 19.0153 | 30.9229 | 84.4054 | 117.715 | 8.1808 | 1.4808 | 19.0153
U | d117k | 28.8567 | 76.6409 | 115.428 | 7.8074 | 1.4808 | 19.0153 | 30.9229 | 84.4054 | 117.715 | 8.1808 | 1.4808 | 19.0153 | 30.9229 | 84.4054 | 117.715 | 8.1808 | 1.4808 | 19.0153
U | d117l | 28.8687 | 75.7766 | 115.339 | 7.8071 | 1.4808 | 19.0153 | 30.9229 | 84.4054 | 117.715 | 8.1808 | 1.4808 | 19.0153 | 30.9229 | 84.4054 | 117.715 | 8.1808 | 1.4808 | 19.0153
U | d117m | 29.0649 | 75.1694 | 115.646 | 7.807 | 1.4808 | 19.0153 | 30.9229 | 84.4054 | 117.715 | 8.1808 | 1.4808 | 19.0153 | 30.9229 | 84.4054 | 117.715 | 8.1808 | 1.4808 | 19.0153
U | d117n | 29.9396 | 78.163 | 116.11 | 7.8085 | 1.4808 | 19.0153 | 30.9229 | 84.4054 | 117.715 | 8.1808 | 1.4808 | 19.0153 | 30.9229 | 84.4054 | 117.715 | 8.1808 | 1.4808 | 19.0153
U | d117o | 30.123 | 78.9099 | 116.106 | 7.808 | 1.4808 | 19.0153 | 30.9229 | 84.4054 | 117.715 | 8.1808 | 1.4808 | 19.0153 | 30.9229 | 84.4054 | 117.715 | 8.1808 | 1.4808 | 19.0153
U | d117p | 30.0768 | 80.1811 | 116.686 | 7.8082 | 1.4808 | 19.0153 | 30.9229 | 84.4054 | 117.715 | 8.1808 | 1.4808 | 19.0153 | 30.9229 | 84.4054 | 117.715 | 8.1808 | 1.4808 | 19.0153
U | d117q | 30.0228 | 81.1964 | 117.116 | 7.8124 | 1.4808 | 19.0153 | 30.9229 | 84.4054 | 117.715 | 8.1808 | 1.4808 | 19.0153 | 30.9229 | 84.4054 | 117.715 | 8.1808 | 1.4808 | 19.0153
U | d117r | 29.3792 | 79.2393 | 116.602 | 7.8128 | 1.4808 | 19.0153 | 30.9229 | 84.4054 | 117.715 | 8.1808 | 1.4808 | 19.0153 | 30.9229 | 84.4054 | 117.715 | 8.1808 | 1.4808 | 19.0153
U | d117s | 29.6971 | 77.7178 | 116.304 | 7.8159 | 1.4808 | 19.0153 | 30.9229 | 84.4054 | 117.715 | 8.1808 | 1.4808 | 19.0153 | 30.9229 | 84.4054 | 117.715 | 8.1808 | 1.4808 | 19.0153
U | d117t | 27.1172 | 66.2124 | 113.371 | 7.8079 | 1.4808 | 19.0153 | 30.9229 | 84.4054 | 117.715 | 8.1808 | 1.4808 | 19.0153 | 30.9229 | 84.4054 | 117.715 | 8.1808 | 1.4808 | 19.0153
U | d117u | 25.3742 | 61.8292 | 110.221 | 7.8056 | 1.4808 | 19.0153 | 30.9229 | 84.4054 | 117.715 | 8.1808 | 1.4808 | 19.0153 | 30.9229 | 84.4054 | 117.715 | 8.1808 | 1.4808 | 19.0153
U | d117v | 24.7642 | 59.5042 | 109.377 | 7.8063 | 1.4808 | 19.0153 | 30.9229 | 84.4054 | 117.715 | 8.1808 | 1.4808 | 19.0153 | 30.9229 | 84.4054 | 117.715 | 8.1808 | 1.4808 | 19.0153
U | d117x | 22.9243 | 53.8328 | 103.534 | 7.7981 | 1.4808 | 18.8024 | 30.9229 | 84.4054 | 117.715 | 8.1808 | 1.4808 | 19.0153 | 30.9229 | 84.4054 | 117.715 | 8.1808 | 1.4808 | 19.0153
U | d117y | 21.2791 | 47.2296 | 95.6798 | 7.7868 | 1.4808 | 18.6694 | 30.9229 | 84.4054 | 117.715 | 8.1808 | 1.4808 | 19.0153 | 30.9229 | 84.4054 | 117.715 | 8.1808 | 1.4808 | 19.0153
U | d118a | 20.4995 | 46.2231 | 94.8268 | 7.7836 | 1.4808 | 18.5188 | 30.9229 | 84.4054 | 117.715 | 8.1808 | 1.4808 | 19.0153 | 30.9229 | 84.4054 | 117.715 | 8.1808 | 1.4808 | 19.0153
U | d118b | 20.8592 | 49.1777 | 100.16 | 7.7839 | 1.4808 | 18.5672 | 30.9229 | 84.4054 | 117.715 | 8.1808 | 1.4808 | 19.0153 | 30.9229 | 84.4054 | 117.715 | 8.1808 | 1.4808 | 19.0153
U | d118c | 20.0718 | 49.0527 | 100.753 | 7.7824 | 1.4808 | 18.3787 | 30.9229 | 84.4054 | 117.715 | 8.1808 | 1.4808 | 19.0153 | 30.9229 | 84.4054 | 117.715 | 8.1808 | 1.4808 | 19.0153
U | d118d | 20.0325 | 48.4665 | 101 | 7.7819 | 1.4808 | 18.4687 | 30.9229 | 84.4054 | 117.715 | 8.1808 | 1.4808 | 19.0153 | 30.9229 | 84.4054 | 117.715 | 8.1808 | 1.4808 | 19.0153
U | d118e | 20.2887 | 48.7117 | 101.937 | 7.7837 | 1.4808 | 18.7283 | 30.9229 | 84.4054 | 117.715 | 8.1808 | 1.4808 | 19.0153 | 30.9229 | 84.4054 | 117.715 | 8.1808 | 1.4808 | 19.0153
U | d118f | 21.2931 | 53.0793 | 104.821 | 7.7875 | 1.4808 | 18.8634 | 30.9229 | 84.4054 | 117.715 | 8.1808 | 1.4808 | 19.0153 | 30.9229 | 84.4054 | 117.715 | 8.1808 | 1.4808 | 19.0153
U | d118g | 24.938 | 58.9086 | 110.031 | 7.7968 | 1.4808 | 19.0153 | 30.9229 | 84.4054 | 117.715 | 8.1808 | 1.4808 | 19.0153 | 30.9229 | 84.4054 | 117.715 | 8.1808 | 1.4808 | 19.0153
U | d118h | 27.3513 | 64.2634 | 113.91 | 7.8025 | 1.4808 | 19.0153 | 30.9229 | 84.4054 | 117.715 | 8.1808 | 1.4808 | 19.0153 | 30.9229 | 84.4054 | 117.715 | 8.1808 | 1.4808 | 19.0153
U | d118i | 28.3303 | 65.75 | 114.863 | 7.8057 | 1.4808 | 19.0153 | 30.9229 | 84.4054 | 117.715 | 8.1808 | 1.4808 | 19.0153 | 30.9229 | 84.4054 | 117.715 | 8.1808 | 1.4808 | 19.0153
U | d118j | 29.82 | 69.916 | 116.074 | 7.8106 | 1.4808 | 19.0153 | 30.9229 | 84.4054 | 117.715 | 8.1808 | 1.4808 | 19.0153 | 30.9229 | 84.4054 | 117.715 | 8.1808 | 1.4808 | 19.0153
U | d118k | 29.4641 | 69.2823 | 115.32 | 7.8104 | 1.4808 | 19.0153 | 30.9229 | 84.4054 | 117.715 | 8.1808 | 1.4808 | 19.0153 | 30.9229 | 84.4054 | 117.715 | 8.1808 | 1.4808 | 19.0153
U | d118l | 28.9875 | 66.5263 | 114.787 | 7.8099 | 1.4808 | 19.0153 | 30.9229 | 84.4054 | 117.715 | 8.1808 | 1.4808 | 19.0153 | 30.9229 | 84.4054 | 117.715 | 8.1808 | 1.4808 | 19.0153
U | d118m | 28.8783 | 64.8885 | 114.557 | 7.8092 | 1.4808 | 19.0153 | 30.9229 | 84.4054 | 117.715 | 8.1808 | 1.4808 | 19.0153 | 30.9229 | 84.4054 | 117.715 | 8.1808 | 1.4808 | 19.0153
U | d118n | 29.1588 | 68.6367 | 115.356 | 7.8117 | 1.4808 | 19.0153 | 30.9229 | 84.4054 | 117.715 | 8.1808 | 1.4808 | 19.0153 | 30.9229 | 84.4054 | 117.715 | 8.1808 | 1.4808 | 19.0153
U | d118o | 28.3251 | 67.5246 | 115.296 | 7.8093 | 1.4808 | 19.0153 | 30.9229 | 84.4054 | 117.715 | 8.1808 | 1.4808 | 19.0153 | 30.9229 | 84.4054 | 117.715 | 8.1808 | 1.4808 | 19.0153
U | d118p | 27.7909 | 68.7413 | 115.564 | 7.8095 | 1.4808 | 19.0153 | 30.9229 | 84.4054 | 117.715 | 8.1808 | 1.4808 | 19.0153 | 30.9229 | 84.4054 | 117.715 | 8.1808 | 1.4808 | 19.0153
U | d118q | 27.3069 | 71.753 | 116.369 | 7.8088 | 1.4808 | 19.0153 | 30.9229 | 84.4054 | 117.715 | 8.1808 | 1.4808 | 19.0153 | 30.9229 | 84.4054 | 117.715 | 8.1808 | 1.4808 | 19.0153
U | d118r | 26.6086 | 70.4893 | 116.28 | 7.8059 | 1.4808 | 19.0153 | 30.9229 | 84.4054 | 117.715 | 8.1808 | 1.4808 | 19.0153 | 30.9229 | 84.4054 | 117.715 | 8.1808 | 1.4808 | 19.0153
U | d118s | 25.0344 | 64.092 | 114.892 | 7.8018 | 1.4808 | 19.0153 | 30.9229 | 84.4054 | 117.715 | 8.1808 | 1.4808 | 19.0153 | 30.9229 | 84.4054 | 117.715 | 8.1808 | 1.4808 | 19.0153
U | d118t | 24.3909 | 60.9355 | 114.048 | 7.8 | 1.4808 | 19.0153 | 30.9229 | 84.4054 | 117.715 | 8.1808 | 1.4808 | 19.0153 | 30.9229 | 84.4054 | 117.715 | 8.1808 | 1.4808 | 19.0153
U | d118u | 21.2971 | 55.716 | 110.469 | 7.7965 | 1.4808 | 19.0153 | 30.9229 | 84.4054 | 117.715 | 8.1808 | 1.4808 | 19.0153 | 30.9229 | 84.4054 | 117.715 | 8.1808 | 1.4808 | 19.0153
U | d118v | 20.365 | 53.4029 | 107.866 | 7.7942 | 1.4808 | 18.7998 | 30.9229 | 84.4054 | 117.715 | 8.1808 | 1.4808 | 19.0153 | 30.9229 | 84.4054 | 117.715 | 8.1808 | 1.4808 | 19.0153
U | d118x | 18.5444 | 48.5055 | 103.645 | 7.7876 | 1.4808 | 17.7978 | 30.9229 | 84.4054 | 117.715 | 8.1808 | 1.4808 | 19.0153 | 30.9229 | 84.4054 | 117.715 | 8.1808 | 1.4808 | 19.0153
U | d118y | 17.4445 | 45.7192 | 98.0206 | 7.7783 | 1.4808 | 17.3893 | 30.9229 | 84.4054 | 117.715 | 8.1808 | 1.4808 | 19.0153 | 30.9229 | 84.4054 | 117.715 | 8.1808 | 1.4808 | 19.0153
U | d119a | 17.1418 | 46.7283 | 98.1654 | 7.7752 | 1.4808 | 16.9455 | 30.9229 | 84.4054 | 117.715 | 8.1808 | 1.4808 | 19.0153 | 30.9229 | 84.4054 | 117.715 | 8.1808 | 1.4808 | 19.0153
U | d119b | 17.1205 | 49.6993 | 102.168 | 7.7747 | 1.4808 | 16.762 | 30.9229 | 84.4054 | 117.715 | 8.1808 | 1.4808 | 19.0153 | 30.9229 | 84.4054 | 117.715 | 8.1808 | 1.4808 | 19.0153
U | d119c | 17.4087 | 52.6471 | 104.808 | 7.7746 | 1.4808 | 16.6729 | 30.9229 | 84.4054 | 117.715 | 8.1808 | 1.4808 | 19.0153 | 30.9229 | 84.4054 | 117.715 | 8.1808 | 1.4808 | 19.0153
U | d119d | 17.004 | 51.1975 | 102.112 | 7.7736 | 1.4808 | 16.5708 | 30.9229 | 84.4054 | 117.715 | 8.1808 | 1.4808 | 19.0153 | 30.9229 | 84.4054 | 117.715 | 8.1808 | 1.4808 | 19.0153
U | d119e | 17.1563 | 51.9749 | 102.763 | 7.7749 | 1.4808 | 17.173 | 30.9229 | 84.4054 | 117.715 | 8.1808 | 1.4808 | 19.0153 | 30.9229 | 84.4054 | 117.715 | 8.1808 | 1.4808 | 19.0153
U | d119f | 18.1616 | 55.6071 | 104.805 | 7.7769 | 1.4808 | 17.9703 | 30.9229 | 84.4054 | 117.715 | 8.1808 | 1.4808 | 19.0153 | 30.9229 | 84.4054 | 117.715 | 8.1808 | 1.4808 | 19.0153
U | d119g | 20.6317 | 59.2319 | 108.497 | 7.7864 | 1.4808 | 18.3548 | 30.9229 | 84.4054 | 117.715 | 8.1808 | 1.4808 | 19.0153 | 30.9229 | 84.4054 | 117.715 | 8.1808 | 1.4808 | 19.0153
U | d119h | 22.8879 | 64.7304 | 112.981 | 7.7902 | 1.4808 | 18.6763 | 30.9229 | 84.4054 | 117.715 | 8.1808 | 1.4808 | 19.0153 | 30.9229 | 84.4054 | 117.715 | 8.1808 | 1.4808 | 19.0153
U | d119i | 24.422 | 64.87 | 113.657 | 7.7928 | 1.4808 | 18.7954 | 30.9229 | 84.4054 | 117.715 | 8.1808 | 1.4808 | 19.0153 | 30.9229 | 84.4054 | 117.715 | 8.1808 | 1.4808 | 19.0153
U | d119j | 25.9401 | 65.8265 | 114.105 | 7.7953 | 1.4808 | 18.918 | 30.9229 | 84.4054 | 117.715 | 8.1808 | 1.4808 | 19.0153 | 30.9229 | 84.4054 | 117.715 | 8.1808 | 1.4808 | 19.0153
U | d119k | 27.6015 | 67.2151 | 114.316 | 7.7976 | 1.4808 | 19.0153 | 30.9229 | 84.4054 | 117.715 | 8.1808 | 1.4808 | 19.0153 | 30.9229 | 84.4054 | 117.715 | 8.1808 | 1.4808 | 19.0153
U | d119l | 28.2147 | 67.3684 | 114.842 | 7.7986 | 1.4808 | 19.0153 | 30.9229 | 84.4054 | 117.715 | 8.1808 | 1.4808 | 19.0153 | 30.9229 | 84.4054 | 117.715 | 8.1808 | 1.4808 | 19.0153
U | d119m | 28.2702 | 65.7824 | 114.615 | 7.7984 | 1.4808 | 19.0153 | 30.9229 | 84.4054 | 117.715 | 8.1808 | 1.4808 | 19.0153 | 30.9229 | 84.4054 | 117.715 | 8.1808 | 1.4808 | 19.0153
U | d119n | 27.8939 | 66.9759 | 114.782 | 7.7973 | 1.4808 | 19.0153 | 30.9229 | 84.4054 | 117.715 | 8.1808 | 1.4808 | 19.0153 | 30.9229 | 84.4054 | 117.715 | 8.1808 | 1.4808 | 19.0153
U | d119o | 28.8048 | 70.1155 | 115.579 | 7.7981 | 1.4808 | 19.0153 | 30.9229 | 84.4054 | 117.715 | 8.1808 | 1.4808 | 19.0153 | 30.9229 | 84.4054 | 117.715 | 8.1808 | 1.4808 | 19.0153
U | d119p | 28.0214 | 69.659 | 115.521 | 7.7972 | 1.4808 | 19.0153 | 30.9229 | 84.4054 | 117.715 | 8.1808 | 1.4808 | 19.0153 | 30.9229 | 84.4054 | 117.715 | 8.1808 | 1.4808 | 19.0153
U | d119q | 29.5539 | 75.7839 | 117.166 | 7.8011 | 1.4808 | 19.0153 | 30.9229 | 84.4054 | 117.715 | 8.1808 | 1.4808 | 19.0153 | 30.9229 | 84.4054 | 117.715 | 8.1808 | 1.4808 | 19.0153
U | d119r | 28.2131 | 73.478 | 116.577 | 7.7988 | 1.4808 | 19.0153 | 30.9229 | 84.4054 | 117.715 | 8.1808 | 1.4808 | 19.0153 | 30.9229 | 84.4054 | 117.715 | 8.1808 | 1.4808 | 19.0153
U | d119s | 26.7842 | 69.442 | 115.645 | 7.7974 | 1.4808 | 19.0153 | 30.9229 | 84.4054 | 117.715 | 8.1808 | 1.4808 | 19.0153 | 30.9229 | 84.4054 | 117.715 | 8.1808 | 1.4808 | 19.0153
U | d119t | 24.1347 | 62.7159 | 113.522 | 7.7941 | 1.4808 | 18.9724 | 30.9229 | 84.4054 | 117.715 | 8.1808 | 1.4808 | 19.0153 | 30.9229 | 84.4054 | 117.715 | 8.1808 | 1.4808 | 19.0153
U | d119u | 22.5715 | 57.9489 | 110.568 | 7.7937 | 1.4808 | 18.8553 | 30.9229 | 84.4054 | 117.715 | 8.1808 | 1.4808 | 19.0153 | 30.9229 | 84.4054 | 117.715 | 8.1808 | 1.4808 | 19.0153
U | d119v | 21.0573 | 53.5774 | 106.531 | 7.7928 | 1.4808 | 18.7613 | 30.9229 | 84.4054 | 117.715 | 8.1808 | 1.4808 | 19.0153 | 30.9229 | 84.4054 | 117.715 | 8.1808 | 1.4808 | 19.0153
U | d119x | 19.3681 | 49.9014 | 102.579 | 7.7892 | 1.4808 | 17.8907 | 30.9229 | 84.4054 | 117.715 | 8.1808 | 1.4808 | 19.0153 | 30.9229 | 84.4054 | 117.715 | 8.1808 | 1.4808 | 19.0153
U | d119y | 17.6402 | 45.3951 | 95.91 | 7.7801 | 1.4808 | 17.5801 | 30.9229 | 84.4054 | 117.715 | 8.1808 | 1.4808 | 19.0153 | 30.9229 | 84.4054 | 117.715 | 8.1808 | 1.4808 | 19.0153
U | d120a | 16.8258 | 46.0839 | 95.6847 | 7.7786 | 1.4808 | 17.3488 | 30.9229 | 84.4054 | 117.715 | 8.1808 | 1.4808 | 19.0153 | 30.9229 | 84.4054 | 117.715 | 8.1808 | 1.4808 | 19.0153
U | d120b | 16.246 | 48.0875 | 97.5738 | 7.7782 | 1.4808 | 17.0691 | 30.9229 | 84.4054 | 117.715 | 8.1808 | 1.4808 | 19.0153 | 30.9229 | 84.4054 | 117.715 | 8.1808 | 1.4808 | 19.0153
U | d120c | 15.906 | 50.1202 | 99.7933 | 7.7778 | 1.4808 | 16.8755 | 30.9229 | 84.4054 | 117.715 | 8.1808 | 1.4808 | 19.0153 | 30.9229 | 84.4054 | 117.715 | 8.1808 | 1.4808 | 19.0153
U | d120d | 15.6411 | 50.6609 | 99.6555 | 7.7773 | 1.4808 | 16.7336 | 30.9229 | 84.4054 | 117.715 | 8.1808 | 1.4808 | 19.0153 | 30.9229 | 84.4054 | 117.715 | 8.1808 | 1.4808 | 19.0153
U | d120e | 15.4182 | 50.6816 | 98.9122 | 7.7756 | 1.4808 | 16.7565 | 30.9229 | 84.4054 | 117.715 | 8.1808 | 1.4808 | 19.0153 | 30.9229 | 84.4054 | 117.715 | 8.1808 | 1.4808 | 19.0153
U | d120f | 15.8323 | 53.8584 | 101.416 | 7.7754 | 1.4808 | 17.1051 | 30.9229 | 84.4054 | 117.715 | 8.1808 | 1.4808 | 19.0153 | 30.9229 | 84.4054 | 117.715 | 8.1808 | 1.4808 | 19.0153
U | d120g | 16.8958 | 56.8105 | 105.258 | 7.7781 | 1.4808 | 17.7453 | 30.9229 | 84.4054 | 117.715 | 8.1808 | 1.4808 | 19.0153 | 30.9229 | 84.4054 | 117.715 | 8.1808 | 1.4808 | 19.0153
U | d120h | 19.5305 | 66.1542 | 112.681 | 7.7841 | 1.4808 | 18.7323 | 30.9229 | 84.4054 | 117.715 | 8.1808 | 1.4808 | 19.0153 | 30.9229 | 84.4054 | 117.715 | 8.1808 | 1.4808 | 19.0153
U | d120i | 19.5464 | 60.6328 | 107.09 | 7.7862 | 1.4808 | 18.6566 | 30.9229 | 84.4054 | 117.715 | 8.1808 | 1.4808 | 19.0153 | 30.9229 | 84.4054 | 117.715 | 8.1808 | 1.4808 | 19.0153
U | d120j | 20.5971 | 62.3893 | 107.119 | 7.7907 | 1.4808 | 18.8154 | 30.9229 | 84.4054 | 117.715 | 8.1808 | 1.4808 | 19.0153 | 30.9229 | 84.4054 | 117.715 | 8.1808 | 1.4808 | 19.0153
U | d120k | 20.2335 | 58.9312 | 99.3507 | 7.7897 | 1.4808 | 18.7785 | 30.9229 | 84.4054 | 117.715 | 8.1808 | 1.4808 | 19.0153 | 30.9229 | 84.4054 | 117.715 | 8.1808 | 1.4808 | 19.0153
U | d120l | 21.1471 | 61.856 | 101.202 | 7.7923 | 1.4808 | 18.9101 | 30.9229 | 84.4054 | 117.715 | 8.1808 | 1.4808 | 19.0153 | 30.9229 | 84.4054 | 117.715 | 8.1808 | 1.4808 | 19.0153
U | d120m | 22.1458 | 64.3508 | 106.355 | 7.7951 | 1.4808 | 19.0153 | 30.9229 | 84.4054 | 117.715 | 8.1808 | 1.4808 | 19.0153 | 30.9229 | 84.4054 | 117.715 | 8.1808 | 1.4808 | 19.0153
U | d120n | 23.6613 | 68.1795 | 111.311 | 7.7984 | 1.4808 | 19.0153 | 30.9229 | 84.4054 | 117.715 | 8.1808 | 1.4808 | 19.0153 | 30.9229 | 84.4054 | 117.715 | 8.1808 | 1.4808 | 19.0153
U | d120o | 23.6664 | 70.392 | 113.888 | 7.7986 | 1.4808 | 19.0153 | 30.9229 | 84.4054 | 117.715 | 8.1808 | 1.4808 | 19.0153 | 30.9229 | 84.4054 | 117.715 | 8.1808 | 1.4808 | 19.0153
U | d120p | 24.6314 | 74.9627 | 115.359 | 7.8012 | 1.4808 | 19.0153 | 30.9229 | 84.4054 | 117.715 | 8.1808 | 1.4808 | 19.0153 | 30.9229 | 84.4054 | 117.715 | 8.1808 | 1.4808 | 19.0153
U | d120q | 26.8727 | 81.7072 | 117.715 | 7.8073 | 1.4808 | 19.0153 | 30.9229 | 84.4054 | 117.715 | 8.1808 | 1.4808 | 19.0153 | 30.9229 | 84.4054 | 117.715 | 8.1808 | 1.4808 | 19.0153
U | d120r | 26.1263 | 80.3144 | 117.381 | 7.8061 | 1.4808 | 19.0153 | 30.9229 | 84.4054 | 117.715 | 8.1808 | 1.4808 | 19.0153 | 30.9229 | 84.4054 | 117.715 | 8.1808 | 1.4808 | 19.0153
U | d120s | 24.1136 | 76.2906 | 115.834 | 7.8016 | 1.4808 | 19.0153 | 30.9229 | 84.4054 | 117.715 | 8.1808 | 1.4808 | 19.0153 | 30.9229 | 84.4054 | 117.715 | 8.1808 | 1.4808 | 19.0153
U | d120t | 22.2671 | 70.6633 | 113.871 | 7.7984 | 1.4808 | 19.0153 | 30.9229 | 84.4054 | 117.715 | 8.1808 | 1.4808 | 19.0153 | 30.9229 | 84.4054 | 117.715 | 8.1808 | 1.4808 | 19.0153
U | d120u | 21.328 | 67.6034 | 112.458 | 7.7965 | 1.4808 | 19.0153 | 30.9229 | 84.4054 | 117.715 | 8.1808 | 1.4808 | 19.0153 | 30.9229 | 84.4054 | 117.715 | 8.1808 | 1.4808 | 19.0153
U | d120v | 19.8063 | 62.5481 | 108.995 | 7.791 | 1.4808 | 18.5129 | 30.9229 | 84.4054 | 117.715 | 8.1808 | 1.4808 | 19.0153 | 30.9229 | 84.4054 | 117.715 | 8.1808 | 1.4808 | 19.0153
U | d120x | 18.904 | 58.6342 | 106.943 | 7.7853 | 1.4808 | 17.9751 | 30.9229 | 84.4054 | 117.715 | 8.1808 | 1.4808 | 19.0153 | 30.9229 | 84.4054 | 117.715 | 8.1808 | 1.4808 | 19.0153
U | d120y | 16.6079 | 53.963 | 99.7911 | 7.7774 | 1.4808 | 17.1851 | 30.9229 | 84.4054 | 117.715 | 8.1808 | 1.4808 | 19.0153 | 30.9229 | 84.4054 | 117.715 | 8.1808 | 1.4808 | 19.0153
U | d121a | 15.7982 | 53.7744 | 97.945 | 7.7755 | 1.4808 | 16.9 | 30.9229 | 84.4054 | 117.715 | 8.1808 | 1.4808 | 19.0153 | 30.9229 | 84.4054 | 117.715 | 8.1808 | 1.4808 | 19.0153
U | d121b | 15.3686 | 55.0448 | 98.8688 | 7.7762 | 1.4808 | 16.8236 | 30.9229 | 84.4054 | 117.715 | 8.1808 | 1.4808 | 19.0153 | 30.9229 | 84.4054 | 117.715 | 8.1808 | 1.4808 | 19.0153
U | d121c | 15.6573 | 56.7855 | 99.435 | 7.7773 | 1.4808 | 16.7078 | 30.9229 | 84.4054 | 117.715 | 8.1808 | 1.4808 | 19.0153 | 30.9229 | 84.4054 | 117.715 | 8.1808 | 1.4808 | 19.0153
U | d121d | 15.9289 | 56.7135 | 98.7135 | 7.7786 | 1.4808 | 16.7523 | 30.9229 | 84.4054 | 117.715 | 8.1808 | 1.4808 | 19.0153 | 30.9229 | 84.4054 | 117.715 | 8.1808 | 1.4808 | 19.0153
U | d121e | 16.368 | 55.1773 | 97.0294 | 7.7797 | 1.4808 | 16.9415 | 30.9229 | 84.4054 | 117.715 | 8.1808 | 1.4808 | 19.0153 | 30.9229 | 84.4054 | 117.715 | 8.1808 | 1.4808 | 19.0153
U | d121f | 17.9201 | 57.1486 | 99.4335 | 7.7824 | 1.4808 | 17.4721 | 30.9229 | 84.4054 | 117.715 | 8.1808 | 1.4808 | 19.0153 | 30.9229 | 84.4054 | 117.715 | 8.1808 | 1.4808 | 19.0153
U | d121g | 20.318 | 64.5874 | 107.914 | 7.7896 | 1.4808 | 18.8701 | 30.9229 | 84.4054 | 117.715 | 8.1808 | 1.4808 | 19.0153 | 30.9229 | 84.4054 | 117.715 | 8.1808 | 1.4808 | 19.0153
U | d121h | 23.9033 | 70.2386 | 112.186 | 7.7967 | 1.4808 | 19.0153 | 30.9229 | 84.4054 | 117.715 | 8.1808 | 1.4808 | 19.0153 | 30.9229 | 84.4054 | 117.715 | 8.1808 | 1.4808 | 19.0153
U | d121i | 25.5049 | 67.5802 | 109.62 | 7.8014 | 1.4808 | 19.0153 | 30.9229 | 84.4054 | 117.715 | 8.1808 | 1.4808 | 19.0153 | 30.9229 | 84.4054 | 117.715 | 8.1808 | 1.4808 | 19.0153
U | d121j | 26.5343 | 67.8085 | 108.012 | 7.807 | 1.4808 | 19.0153 | 30.9229 | 84.4054 | 117.715 | 8.1808 | 1.4808 | 19.0153 | 30.9229 | 84.4054 | 117.715 | 8.1808 | 1.4808 | 19.0153
U | d121k | 25.4626 | 65.5172 | 104.416 | 7.8038 | 1.4808 | 19.0153 | 30.9229 | 84.4054 | 117.715 | 8.1808 | 1.4808 | 19.0153 | 30.9229 | 84.4054 | 117.715 | 8.1808 | 1.4808 | 19.0153
U | d121l | 25.5703 | 65.0029 | 105.353 | 7.804 | 1.4808 | 19.0153 | 30.9229 | 84.4054 | 117.715 | 8.1808 | 1.4808 | 19.0153 | 30.9229 | 84.4054 | 117.715 | 8.1808 | 1.4808 | 19.0153
U | d121m | 26.4619 | 67.5647 | 109.206 | 7.8052 | 1.4808 | 19.0153 | 30.9229 | 84.4054 | 117.715 | 8.1808 | 1.4808 | 19.0153 | 30.9229 | 84.4054 | 117.715 | 8.1808 | 1.4808 | 19.0153
U | d121n | 27.6131 | 68.9869 | 110.93 | 7.8064 | 1.4808 | 19.0153 | 30.9229 | 84.4054 | 117.715 | 8.1808 | 1.4808 | 19.0153 | 30.9229 | 84.4054 | 117.715 | 8.1808 | 1.4808 | 19.0153
U | d121o | 28.9061 | 69.7797 | 112.213 | 7.8062 | 1.4808 | 19.0153 | 30.9229 | 84.4054 | 117.715 | 8.1808 | 1.4808 | 19.0153 | 30.9229 | 84.4054 | 117.715 | 8.1808 | 1.4808 | 19.0153
U | d121p | 29.9371 | 70.6456 | 113.829 | 7.8077 | 1.4808 | 19.0153 | 30.9229 | 84.4054 | 117.715 | 8.1808 | 1.4808 | 19.0153 | 30.9229 | 84.4054 | 117.715 | 8.1808 | 1.4808 | 19.0153
U | d121q | 29.5613 | 69.0742 | 113.997 | 7.8059 | 1.4808 | 19.0153 | 30.9229 | 84.4054 | 117.715 | 8.1808 | 1.4808 | 19.0153 | 30.9229 | 84.4054 | 117.715 | 8.1808 | 1.4808 | 19.0153
U | d121r | 29.9867 | 67.281 | 113.985 | 7.8038 | 1.4808 | 19.0153 | 30.9229 | 84.4054 | 117.715 | 8.1808 | 1.4808 | 19.0153 | 30.9229 | 84.4054 | 117.715 | 8.1808 | 1.4808 | 19.0153
U | d121s | 28.79 | 62.1026 | 112.754 | 7.7995 | 1.4808 | 19.0153 | 30.9229 | 84.4054 | 117.715 | 8.1808 | 1.4808 | 19.0153 | 30.9229 | 84.4054 | 117.715 | 8.1808 | 1.4808 | 19.0153
U | d121t | 26.2658 | 55.0051 | 107.348 | 7.7954 | 1.4808 | 19.0153 | 30.9229 | 84.4054 | 117.715 | 8.1808 | 1.4808 | 19.0153 | 30.9229 | 84.4054 | 117.715 | 8.1808 | 1.4808 | 19.0153
U | d121u | 24.2212 | 52.4593 | 103.577 | 7.7928 | 1.4808 | 19.0153 | 30.9229 | 84.4054 | 117.715 | 8.1808 | 1.4808 | 19.0153 | 30.9229 | 84.4054 | 117.715 | 8.1808 | 1.4808 | 19.0153
U | d121v | 23.0118 | 50.1003 | 100.378 | 7.7878 | 1.4808 | 18.6014 | 30.9229 | 84.4054 | 117.715 | 8.1808 | 1.4808 | 19.0153 | 30.9229 | 84.4054 | 117.715 | 8.1808 | 1.4808 | 19.0153
U | d121x | 21.9676 | 46.9264 | 96.2978 | 7.7832 | 1.4808 | 18.1739 | 30.9229 | 84.4054 | 117.715 | 8.1808 | 1.4808 | 19.0153 | 30.9229 | 84.4054 | 117.715 | 8.1808 | 1.4808 | 19.0153
U | d121y | 21.1083 | 45.0988 | 94.2974 | 7.7772 | 1.4808 | 17.8836 | 30.9229 | 84.4054 | 117.715 | 8.1808 | 1.4808 | 19.0153 | 30.9229 | 84.4054 | 117.715 | 8.1808 | 1.4808 | 19.0153
U | d122a | 20.3165 | 43.763 | 92.6884 | 7.7744 | 1.4808 | 17.7849 | 30.9229 | 84.4054 | 117.715 | 8.1808 | 1.4808 | 19.0153 | 30.9229 | 84.4054 | 117.715 | 8.1808 | 1.4808 | 19.0153
U | d122b | 20.1508 | 45.3399 | 95.7256 | 7.7742 | 1.4808 | 17.8254 | 30.9229 | 84.4054 | 117.715 | 8.1808 | 1.4808 | 19.0153 | 30.9229 | 84.4054 | 117.715 | 8.1808 | 1.4808 | 19.0153
U | d122c | 20.3627 | 46.8901 | 98.4444 | 7.7754 | 1.4808 | 17.9227 | 30.9229 | 84.4054 | 117.715 | 8.1808 | 1.4808 | 19.0153 | 30.9229 | 84.4054 | 117.715 | 8.1808 | 1.4808 | 19.0153
U | d122d | 20.5631 | 46.8957 | 99.3339 | 7.7751 | 1.4808 | 18.0416 | 30.9229 | 84.4054 | 117.715 | 8.1808 | 1.4808 | 19.0153 | 30.9229 | 84.4054 | 117.715 | 8.1808 | 1.4808 | 19.0153
U | d122e | 20.9456 | 47.9409 | 101.51 | 7.7791 | 1.4808 | 18.5813 | 30.9229 | 84.4054 | 117.715 | 8.1808 | 1.4808 | 19.0153 | 30.9229 | 84.4054 | 117.715 | 8.1808 | 1.4808 | 19.0153
U | d122f | 22.213 | 53.3242 | 105.018 | 7.7836 | 1.4808 | 18.8968 | 30.9229 | 84.4054 | 117.715 | 8.1808 | 1.4808 | 19.0153 | 30.9229 | 84.4054 | 117.715 | 8.1808 | 1.4808 | 19.0153
U | d122g | 27.8698 | 63.9895 | 114.353 | 7.8025 | 1.4808 | 19.0153 | 30.9229 | 84.4054 | 117.715 | 8.1808 | 1.4808 | 19.0153 | 30.9229 | 84.4054 | 117.715 | 8.1808 | 1.4808 | 19.0153
U | d122h | 30.6128 | 77.5687 | 117.715 | 7.8247 | 1.4808 | 19.0153 | 30.9229 | 84.4054 | 117.715 | 8.1808 | 1.4808 | 19.0153 | 30.9229 | 84.4054 | 117.715 | 8.1808 | 1.4808 | 19.0153
U | d122i | 30.6064 | 76.7936 | 117.715 | 7.8298 | 1.4808 | 19.0153 | 30.9229 | 84.4054 | 117.715 | 8.1808 | 1.4808 | 19.0153 | 30.9229 | 84.4054 | 117.715 | 8.1808 | 1.4808 | 19.0153
U | d122j | 30.6653 | 77.2147 | 117.715 | 7.8333 | 1.4808 | 19.0153 | 30.9229 | 84.4054 | 117.715 | 8.1808 | 1.4808 | 19.0153 | 30.9229 | 84.4054 | 117.715 | 8.1808 | 1.4808 | 19.0153
U | d122k | 30.806 | 80.0635 | 117.715 | 7.8303 | 1.4808 | 19.0153 | 30.9229 | 84.4054 | 117.715 | 8.1808 | 1.4808 | 19.0153 | 30.9229 | 84.4054 | 117.715 | 8.1808 | 1.4808 | 19.0153
U | d122l | 30.8774 | 81.153 | 117.715 | 7.8301 | 1.4808 | 19.0153 | 30.9229 | 84.4054 | 117.715 | 8.1808 | 1.4808 | 19.0153 | 30.9229 | 84.4054 | 117.715 | 8.1808 | 1.4808 | 19.0153
U | d122m | 30.9229 | 81.7782 | 117.715 | 7.8334 | 1.4808 | 19.0153 | 30.9229 | 84.4054 | 117.715 | 8.1808 | 1.4808 | 19.0153 | 30.9229 | 84.4054 | 117.715 | 8.1808 | 1.4808 | 19.0153
U | d122n | 30.9229 | 82.4637 | 117.715 | 7.842 | 1.4808 | 19.0153 | 30.9229 | 84.4054 | 117.715 | 8.1808 | 1.4808 | 19.0153 | 30.9229 | 84.4054 | 117.715 | 8.1808 | 1.4808 | 19.0153
U | d122o | 30.9229 | 82.5741 | 117.715 | 7.8286 | 1.4808 | 19.0153 | 30.9229 | 84.4054 | 117.715 | 8.1808 | 1.4808 | 19.0153 | 30.9229 | 84.4054 | 117.715 | 8.1808 | 1.4808 | 19.0153
U | d122p | 30.9229 | 82.5131 | 117.715 | 7.8207 | 1.4808 | 19.0153 | 30.9229 | 84.4054 | 117.715 | 8.1808 | 1.4808 | 19.0153 | 30.9229 | 84.4054 | 117.715 | 8.1808 | 1.4808 | 19.0153
U | d122q | 30.9229 | 83.5628 | 117.715 | 7.8232 | 1.4808 | 19.0153 | 30.9229 | 84.4054 | 117.715 | 8.1808 | 1.4808 | 19.0153 | 30.9229 | 84.4054 | 117.715 | 8.1808 | 1.4808 | 19.0153
U | d122r | 30.9229 | 82.4163 | 117.715 | 7.8082 | 1.4808 | 19.0153 | 30.9229 | 84.4054 | 117.715 | 8.1808 | 1.4808 | 19.0153 | 30.9229 | 84.4054 | 117.715 | 8.1808 | 1.4808 | 19.0153
U | d122s | 30.7728 | 78.6536 | 117.715 | 7.8001 | 1.4808 | 19.0153 | 30.9229 | 84.4054 | 117.715 | 8.1808 | 1.4808 | 19.0153 | 30.9229 | 84.4054 | 117.715 | 8.1808 | 1.4808 | 19.0153
U | d122t | 30.4381 | 71.3247 | 117.227 | 7.7957 | 1.4808 | 19.0153 | 30.9229 | 84.4054 | 117.715 | 8.1808 | 1.4808 | 19.0153 | 30.9229 | 84.4054 | 117.715 | 8.1808 | 1.4808 | 19.0153
U | d122u | 28.7668 | 66.1745 | 115.991 | 7.7932 | 1.4808 | 19.0153 | 30.9229 | 84.4054 | 117.715 | 8.1808 | 1.4808 | 19.0153 | 30.9229 | 84.4054 | 117.715 | 8.1808 | 1.4808 | 19.0153
U | d122v | 26.6996 | 64.3218 | 115.542 | 7.7909 | 1.4808 | 19.0153 | 30.9229 | 84.4054 | 117.715 | 8.1808 | 1.4808 | 19.0153 | 30.9229 | 84.4054 | 117.715 | 8.1808 | 1.4808 | 19.0153
U | d122x | 22.7359 | 57.8916 | 111.514 | 7.7836 | 1.4808 | 18.7109 | 30.9229 | 84.4054 | 117.715 | 8.1808 | 1.4808 | 19.0153 | 30.9229 | 84.4054 | 117.715 | 8.1808 | 1.4808 | 19.0153
U | d122y | 20.354 | 52.8597 | 106.22 | 7.7726 | 1.4808 | 18.3802 | 30.9229 | 84.4054 | 117.715 | 8.1808 | 1.4808 | 19.0153 | 30.9229 | 84.4054 | 117.715 | 8.1808 | 1.4808 | 19.0153
U | d123a | 18.4521 | 52.2593 | 105.272 | 7.7696 | 1.4808 | 18.0613 | 30.9229 | 84.4054 | 117.715 | 8.1808 | 1.4808 | 19.0153 | 30.9229 | 84.4054 | 117.715 | 8.1808 | 1.4808 | 19.0153
U | d123b | 17.3542 | 52.9433 | 107.054 | 7.7687 | 1.4808 | 17.8017 | 30.9229 | 84.4054 | 117.715 | 8.1808 | 1.4808 | 19.0153 | 30.9229 | 84.4054 | 117.715 | 8.1808 | 1.4808 | 19.0153
U | d123c | 16.3986 | 53.3466 | 107.977 | 7.7678 | 1.4808 | 17.4962 | 30.9229 | 84.4054 | 117.715 | 8.1808 | 1.4808 | 19.0153 | 30.9229 | 84.4054 | 117.715 | 8.1808 | 1.4808 | 19.0153
U | d123d | 15.8163 | 52.6346 | 107.32 | 7.7674 | 1.4808 | 17.3672 | 30.9229 | 84.4054 | 117.715 | 8.1808 | 1.4808 | 19.0153 | 30.9229 | 84.4054 | 117.715 | 8.1808 | 1.4808 | 19.0153
U | d123e | 15.8283 | 53.5445 | 108.673 | 7.7695 | 1.4808 | 17.6766 | 30.9229 | 84.4054 | 117.715 | 8.1808 | 1.4808 | 19.0153 | 30.9229 | 84.4054 | 117.715 | 8.1808 | 1.4808 | 19.0153
U | d123f | 17.021 | 58.3316 | 111.328 | 7.7731 | 1.4808 | 18.294 | 30.9229 | 84.4054 | 117.715 | 8.1808 | 1.4808 | 19.0153 | 30.9229 | 84.4054 | 117.715 | 8.1808 | 1.4808 | 19.0153
U | d123g | 21.4297 | 68.752 | 115.894 | 7.7886 | 1.4808 | 19.0153 | 30.9229 | 84.4054 | 117.715 | 8.1808 | 1.4808 | 19.0153 | 30.9229 | 84.4054 | 117.715 | 8.1808 | 1.4808 | 19.0153
U | d123h | 24.511 | 75.0779 | 116.608 | 7.7955 | 1.4808 | 19.0153 | 30.9229 | 84.4054 | 117.715 | 8.1808 | 1.4808 | 19.0153 | 30.9229 | 84.4054 | 117.715 | 8.1808 | 1.4808 | 19.0153
U | d123i | 25.1769 | 74.6405 | 116.6 | 7.7987 | 1.4808 | 19.0153 | 30.9229 | 84.4054 | 117.715 | 8.1808 | 1.4808 | 19.0153 | 30.9229 | 84.4054 | 117.715 | 8.1808 | 1.4808 | 19.0153
U | d123j | 25.7093 | 74.0427 | 116.58 | 7.8021 | 1.4808 | 19.0153 | 30.9229 | 84.4054 | 117.715 | 8.1808 | 1.4808 | 19.0153 | 30.9229 | 84.4054 | 117.715 | 8.1808 | 1.4808 | 19.0153
U | d123k | 26.1783 | 76.5877 | 116.644 | 7.803 | 1.4808 | 19.0153 | 30.9229 | 84.4054 | 117.715 | 8.1808 | 1.4808 | 19.0153 | 30.9229 | 84.4054 | 117.715 | 8.1808 | 1.4808 | 19.0153
U | d123l | 26.3739 | 76.4419 | 116.617 | 7.8038 | 1.4808 | 19.0153 | 30.9229 | 84.4054 | 117.715 | 8.1808 | 1.4808 | 19.0153 | 30.9229 | 84.4054 | 117.715 | 8.1808 | 1.4808 | 19.0153
U | d123m | 26.6686 | 76.9956 | 116.583 | 7.8048 | 1.4808 | 19.0153 | 30.9229 | 84.4054 | 117.715 | 8.1808 | 1.4808 | 19.0153 | 30.9229 | 84.4054 | 117.715 | 8.1808 | 1.4808 | 19.0153
U | d123n | 26.7683 | 77.2767 | 116.531 | 7.8043 | 1.4808 | 19.0153 | 30.9229 | 84.4054 | 117.715 | 8.1808 | 1.4808 | 19.0153 | 30.9229 | 84.4054 | 117.715 | 8.1808 | 1.4808 | 19.0153
U | d123o | 27.1019 | 78.9965 | 116.709 | 7.8052 | 1.4808 | 19.0153 | 30.9229 | 84.4054 | 117.715 | 8.1808 | 1.4808 | 19.0153 | 30.9229 | 84.4054 | 117.715 | 8.1808 | 1.4808 | 19.0153
U | d123p | 26.4069 | 77.8145 | 116.702 | 7.807 | 1.4808 | 19.0153 | 30.9229 | 84.4054 | 117.715 | 8.1808 | 1.4808 | 19.0153 | 30.9229 | 84.4054 | 117.715 | 8.1808 | 1.4808 | 19.0153
U | d123q | 27.1345 | 80.8029 | 117.715 | 7.8086 | 1.4808 | 19.0153 | 30.9229 | 84.4054 | 117.715 | 8.1808 | 1.4808 | 19.0153 | 30.9229 | 84.4054 | 117.715 | 8.1808 | 1.4808 | 19.0153
U | d123r | 26.3806 | 78.3465 | 117.206 | 7.8068 | 1.4808 | 19.0153 | 30.9229 | 84.4054 | 117.715 | 8.1808 | 1.4808 | 19.0153 | 30.9229 | 84.4054 | 117.715 | 8.1808 | 1.4808 | 19.0153
U | d123s | 25.56 | 74.2862 | 116.617 | 7.8045 | 1.4808 | 19.0153 | 30.9229 | 84.4054 | 117.715 | 8.1808 | 1.4808 | 19.0153 | 30.9229 | 84.4054 | 117.715 | 8.1808 | 1.4808 | 19.0153
U | d123t | 24.3914 | 69.8198 | 116.12 | 7.8011 | 1.4808 | 19.0153 | 30.9229 | 84.4054 | 117.715 | 8.1808 | 1.4808 | 19.0153 | 30.9229 | 84.4054 | 117.715 | 8.1808 | 1.4808 | 19.0153
U | d123u | 23.389 | 67.4698 | 115.46 | 7.7992 | 1.4808 | 19.0153 | 30.9229 | 84.4054 | 117.715 | 8.1808 | 1.4808 | 19.0153 | 30.9229 | 84.4054 | 117.715 | 8.1808 | 1.4808 | 19.0153
U | d123v | 21.1012 | 59.0125 | 111.602 | 7.7922 | 1.4808 | 18.3414 | 30.9229 | 84.4054 | 117.715 | 8.1808 | 1.4808 | 19.0153 | 30.9229 | 84.4054 | 117.715 | 8.1808 | 1.4808 | 19.0153
U | d123x | 19.8805 | 55.0248 | 108.049 | 7.7847 | 1.4808 | 17.27 | 30.9229 | 84.4054 | 117.715 | 8.1808 | 1.4808 | 19.0153 | 30.9229 | 84.4054 | 117.715 | 8.1808 | 1.4808 | 19.0153
U | d123y | 18.219 | 49.4014 | 101.291 | 7.7752 | 1.4808 | 16.9156 | 30.9229 | 84.4054 | 117.715 | 8.1808 | 1.4808 | 19.0153 | 30.9229 | 84.4054 | 117.715 | 8.1808 | 1.4808 | 19.0153
U | d124a | 16.9403 | 47.572 | 100.062 | 7.7729 | 1.4808 | 16.6641 | 30.9229 | 84.4054 | 117.715 | 8.1808 | 1.4808 | 19.0153 | 30.9229 | 84.4054 | 117.715 | 8.1808 | 1.4808 | 19.0153
U | d124b | 16.259 | 47.5294 | 101.309 | 7.7729 | 1.4808 | 16.5809 | 30.9229 | 84.4054 | 117.715 | 8.1808 | 1.4808 | 19.0153 | 30.9229 | 84.4054 | 117.715 | 8.1808 | 1.4808 | 19.0153
U | d124c | 15.8311 | 48.4824 | 102.826 | 7.7732 | 1.4808 | 16.5287 | 30.9229 | 84.4054 | 117.715 | 8.1808 | 1.4808 | 19.0153 | 30.9229 | 84.4054 | 117.715 | 8.1808 | 1.4808 | 19.0153
U | d124d | 16.0389 | 51.0819 | 106.533 | 7.7744 | 1.4808 | 16.8259 | 30.9229 | 84.4054 | 117.715 | 8.1808 | 1.4808 | 19.0153 | 30.9229 | 84.4054 | 117.715 | 8.1808 | 1.4808 | 19.0153
U | d124e | 15.6939 | 50.5578 | 106.139 | 7.7759 | 1.4808 | 17.1242 | 30.9229 | 84.4054 | 117.715 | 8.1808 | 1.4808 | 19.0153 | 30.9229 | 84.4054 | 117.715 | 8.1808 | 1.4808 | 19.0153
U | d124f | 16.858 | 54.1951 | 107.167 | 7.7778 | 1.4808 | 18.1276 | 30.9229 | 84.4054 | 117.715 | 8.1808 | 1.4808 | 19.0153 | 30.9229 | 84.4054 | 117.715 | 8.1808 | 1.4808 | 19.0153
U | d124g | 20.5758 | 62.9904 | 113.127 | 7.7903 | 1.4808 | 18.952 | 30.9229 | 84.4054 | 117.715 | 8.1808 | 1.4808 | 19.0153 | 30.9229 | 84.4054 | 117.715 | 8.1808 | 1.4808 | 19.0153
U | d124h | 24.0609 | 71.0172 | 115.441 | 7.796 | 1.4808 | 19.0153 | 30.9229 | 84.4054 | 117.715 | 8.1808 | 1.4808 | 19.0153 | 30.9229 | 84.4054 | 117.715 | 8.1808 | 1.4808 | 19.0153
U | d124i | 25.7918 | 72.3281 | 115.44 | 7.7995 | 1.4808 | 19.0153 | 30.9229 | 84.4054 | 117.715 | 8.1808 | 1.4808 | 19.0153 | 30.9229 | 84.4054 | 117.715 | 8.1808 | 1.4808 | 19.0153
U | d124j | 27.6058 | 75.6436 | 115.37 | 7.802 | 1.4808 | 19.0153 | 30.9229 | 84.4054 | 117.715 | 8.1808 | 1.4808 | 19.0153 | 30.9229 | 84.4054 | 117.715 | 8.1808 | 1.4808 | 19.0153
U | d124k | 27.75 | 74.5701 | 113.754 | 7.7997 | 1.4808 | 19.0153 | 30.9229 | 84.4054 | 117.715 | 8.1808 | 1.4808 | 19.0153 | 30.9229 | 84.4054 | 117.715 | 8.1808 | 1.4808 | 19.0153
U | d124l | 27.5973 | 75.017 | 113.078 | 7.7992 | 1.4808 | 19.0153 | 30.9229 | 84.4054 | 117.715 | 8.1808 | 1.4808 | 19.0153 | 30.9229 | 84.4054 | 117.715 | 8.1808 | 1.4808 | 19.0153
U | d124m | 28.9675 | 79.6685 | 114.844 | 7.8036 | 1.4808 | 19.0153 | 30.9229 | 84.4054 | 117.715 | 8.1808 | 1.4808 | 19.0153 | 30.9229 | 84.4054 | 117.715 | 8.1808 | 1.4808 | 19.0153
U | d124n | 29.6302 | 81.3385 | 115.297 | 7.8049 | 1.4808 | 19.0153 | 30.9229 | 84.4054 | 117.715 | 8.1808 | 1.4808 | 19.0153 | 30.9229 | 84.4054 | 117.715 | 8.1808 | 1.4808 | 19.0153
U | d124o | 29.9005 | 82.013 | 115.69 | 7.8047 | 1.4808 | 19.0153 | 30.9229 | 84.4054 | 117.715 | 8.1808 | 1.4808 | 19.0153 | 30.9229 | 84.4054 | 117.715 | 8.1808 | 1.4808 | 19.0153
U | d124p | 29.9564 | 82.7067 | 116.35 | 7.8065 | 1.4808 | 19.0153 | 30.9229 | 84.4054 | 117.715 | 8.1808 | 1.4808 | 19.0153 | 30.9229 | 84.4054 | 117.715 | 8.1808 | 1.4808 | 19.0153
U | d124q | 30.5202 | 84.4054 | 117.715 | 7.8235 | 1.4808 | 19.0153 | 30.9229 | 84.4054 | 117.715 | 8.1808 | 1.4808 | 19.0153 | 30.9229 | 84.4054 | 117.715 | 8.1808 | 1.4808 | 19.0153
U | d124r | 29.3907 | 82.4251 | 116.619 | 7.8033 | 1.4808 | 19.0153 | 30.9229 | 84.4054 | 117.715 | 8.1808 | 1.4808 | 19.0153 | 30.9229 | 84.4054 | 117.715 | 8.1808 | 1.4808 | 19.0153
U | d124s | 28.7693 | 81.07 | 116.028 | 7.8017 | 1.4808 | 19.0153 | 30.9229 | 84.4054 | 117.715 | 8.1808 | 1.4808 | 19.0153 | 30.9229 | 84.4054 | 117.715 | 8.1808 | 1.4808 | 19.0153
U | d124t | 27.867 | 77.9732 | 114.999 | 7.7986 | 1.4808 | 19.0153 | 30.9229 | 84.4054 | 117.715 | 8.1808 | 1.4808 | 19.0153 | 30.9229 | 84.4054 | 117.715 | 8.1808 | 1.4808 | 19.0153
U | d124u | 26.2526 | 73.1056 | 112.893 | 7.796 | 1.4808 | 19.0153 | 30.9229 | 84.4054 | 117.715 | 8.1808 | 1.4808 | 19.0153 | 30.9229 | 84.4054 | 117.715 | 8.1808 | 1.4808 | 19.0153
U | d124v | 24.9776 | 68.7144 | 110.456 | 7.7916 | 1.4808 | 18.8211 | 30.9229 | 84.4054 | 117.715 | 8.1808 | 1.4808 | 19.0153 | 30.9229 | 84.4054 | 117.715 | 8.1808 | 1.4808 | 19.0153
U | d124x | 23.4107 | 62.846 | 104.12 | 7.7845 | 1.4808 | 18.5487 | 30.9229 | 84.4054 | 117.715 | 8.1808 | 1.4808 | 19.0153 | 30.9229 | 84.4054 | 117.715 | 8.1808 | 1.4808 | 19.0153
U | d124y | 24.1235 | 62.9546 | 100.074 | 7.7809 | 1.4808 | 18.4228 | 30.9229 | 84.4054 | 117.715 | 8.1808 | 1.4808 | 19.0153 | 30.9229 | 84.4054 | 117.715 | 8.1808 | 1.4808 | 19.0153
U | d125a | 24.5174 | 64.7717 | 102.197 | 7.7793 | 1.4808 | 18.4818 | 30.9229 | 84.4054 | 117.715 | 8.1808 | 1.4808 | 19.0153 | 30.9229 | 84.4054 | 117.715 | 8.1808 | 1.4808 | 19.0153
U | d125b | 24.2807 | 62.6426 | 101.778 | 7.7774 | 1.4808 | 18.3243 | 30.9229 | 84.4054 | 117.715 | 8.1808 | 1.4808 | 19.0153 | 30.9229 | 84.4054 | 117.715 | 8.1808 | 1.4808 | 19.0153
U | d125c | 24.6734 | 63.5841 | 105.128 | 7.7769 | 1.4808 | 18.3599 | 30.9229 | 84.4054 | 117.715 | 8.1808 | 1.4808 | 19.0153 | 30.9229 | 84.4054 | 117.715 | 8.1808 | 1.4808 | 19.0153
U | d125d | 24.057 | 60.8684 | 103.786 | 7.7756 | 1.4808 | 18.4901 | 30.9229 | 84.4054 | 117.715 | 8.1808 | 1.4808 | 19.0153 | 30.9229 | 84.4054 | 117.715 | 8.1808 | 1.4808 | 19.0153
U | d125e | 24.5421 | 62.6357 | 106.283 | 7.7787 | 1.4808 | 18.9129 | 30.9229 | 84.4054 | 117.715 | 8.1808 | 1.4808 | 19.0153 | 30.9229 | 84.4054 | 117.715 | 8.1808 | 1.4808 | 19.0153
U | d125f | 26.637 | 67.7673 | 110.219 | 7.7878 | 1.4808 | 19.0086 | 30.9229 | 84.4054 | 117.715 | 8.1808 | 1.4808 | 19.0153 | 30.9229 | 84.4054 | 117.715 | 8.1808 | 1.4808 | 19.0153
U | d125g | 29.8776 | 72.3407 | 113.925 | 7.8003 | 1.4808 | 19.0153 | 30.9229 | 84.4054 | 117.715 | 8.1808 | 1.4808 | 19.0153 | 30.9229 | 84.4054 | 117.715 | 8.1808 | 1.4808 | 19.0153
U | d125h | 30.3779 | 75.5005 | 115.501 | 7.807 | 1.4808 | 19.0153 | 30.9229 | 84.4054 | 117.715 | 8.1808 | 1.4808 | 19.0153 | 30.9229 | 84.4054 | 117.715 | 8.1808 | 1.4808 | 19.0153
U | d125i | 30.4529 | 74.2761 | 115.29 | 7.8108 | 1.4808 | 19.0153 | 30.9229 | 84.4054 | 117.715 | 8.1808 | 1.4808 | 19.0153 | 30.9229 | 84.4054 | 117.715 | 8.1808 | 1.4808 | 19.0153
U | d125j | 30.4557 | 73.053 | 114.996 | 7.8125 | 1.4808 | 19.0153 | 30.9229 | 84.4054 | 117.715 | 8.1808 | 1.4808 | 19.0153 | 30.9229 | 84.4054 | 117.715 | 8.1808 | 1.4808 | 19.0153
U | d125k | 30.5633 | 73.0631 | 114.575 | 7.8162 | 1.4808 | 19.0153 | 30.9229 | 84.4054 | 117.715 | 8.1808 | 1.4808 | 19.0153 | 30.9229 | 84.4054 | 117.715 | 8.1808 | 1.4808 | 19.0153
U | d125l | 30.6451 | 73.7176 | 114.84 | 7.8195 | 1.4808 | 19.0153 | 30.9229 | 84.4054 | 117.715 | 8.1808 | 1.4808 | 19.0153 | 30.9229 | 84.4054 | 117.715 | 8.1808 | 1.4808 | 19.0153
U | d125m | 30.9229 | 78.3644 | 115.82 | 7.8283 | 1.4808 | 19.0153 | 30.9229 | 84.4054 | 117.715 | 8.1808 | 1.4808 | 19.0153 | 30.9229 | 84.4054 | 117.715 | 8.1808 | 1.4808 | 19.0153
U | d125n | 30.8968 | 77.3328 | 115.585 | 7.8232 | 1.4808 | 19.0153 | 30.9229 | 84.4054 | 117.715 | 8.1808 | 1.4808 | 19.0153 | 30.9229 | 84.4054 | 117.715 | 8.1808 | 1.4808 | 19.0153
U | d125o | 30.9229 | 78.9756 | 116.027 | 7.8234 | 1.4808 | 19.0153 | 30.9229 | 84.4054 | 117.715 | 8.1808 | 1.4808 | 19.0153 | 30.9229 | 84.4054 | 117.715 | 8.1808 | 1.4808 | 19.0153
U | d125p | 30.9203 | 80.8805 | 116.962 | 7.8251 | 1.4808 | 19.0153 | 30.9229 | 84.4054 | 117.715 | 8.1808 | 1.4808 | 19.0153 | 30.9229 | 84.4054 | 117.715 | 8.1808 | 1.4808 | 19.0153
U | d125q | 30.8086 | 83.1903 | 117.715 | 7.8262 | 1.4808 | 19.0153 | 30.9229 | 84.4054 | 117.715 | 8.1808 | 1.4808 | 19.0153 | 30.9229 | 84.4054 | 117.715 | 8.1808 | 1.4808 | 19.0153
U | d125r | 30.5477 | 79.0695 | 117.405 | 7.817 | 1.4808 | 19.0153 | 30.9229 | 84.4054 | 117.715 | 8.1808 | 1.4808 | 19.0153 | 30.9229 | 84.4054 | 117.715 | 8.1808 | 1.4808 | 19.0153
U | d125s | 30.2137 | 74.6763 | 116.331 | 7.8096 | 1.4808 | 19.0153 | 30.9229 | 84.4054 | 117.715 | 8.1808 | 1.4808 | 19.0153 | 30.9229 | 84.4054 | 117.715 | 8.1808 | 1.4808 | 19.0153
U | d125t | 28.897 | 69.4054 | 115.179 | 7.8038 | 1.4808 | 19.0153 | 30.9229 | 84.4054 | 117.715 | 8.1808 | 1.4808 | 19.0153 | 30.9229 | 84.4054 | 117.715 | 8.1808 | 1.4808 | 19.0153
U | d125u | 25.3523 | 61.9333 | 111.065 | 7.7942 | 1.4808 | 18.9896 | 30.9229 | 84.4054 | 117.715 | 8.1808 | 1.4808 | 19.0153 | 30.9229 | 84.4054 | 117.715 | 8.1808 | 1.4808 | 19.0153
U | d125v | 23.4567 | 57.8662 | 106.826 | 7.789 | 1.4808 | 18.8735 | 30.9229 | 84.4054 | 117.715 | 8.1808 | 1.4808 | 19.0153 | 30.9229 | 84.4054 | 117.715 | 8.1808 | 1.4808 | 19.0153
U | d125x | 22.7591 | 56.1623 | 101.109 | 7.7803 | 1.4808 | 18.2814 | 30.9229 | 84.4054 | 117.715 | 8.1808 | 1.4808 | 19.0153 | 30.9229 | 84.4054 | 117.715 | 8.1808 | 1.4808 | 19.0153
U | d125y | 22.6901 | 56.8445 | 97.4886 | 7.7761 | 1.4808 | 18.1735 | 30.9229 | 84.4054 | 117.715 | 8.1808 | 1.4808 | 19.0153 | 30.9229 | 84.4054 | 117.715 | 8.1808 | 1.4808 | 19.0153
U | d126a | 22.1563 | 56.5862 | 95.8242 | 7.7747 | 1.4808 | 17.9896 | 30.9229 | 84.4054 | 117.715 | 8.1808 | 1.4808 | 19.0153 | 30.9229 | 84.4054 | 117.715 | 8.1808 | 1.4808 | 19.0153
U | d126b | 21.9248 | 57.2215 | 97.7681 | 7.7744 | 1.4808 | 17.8979 | 30.9229 | 84.4054 | 117.715 | 8.1808 | 1.4808 | 19.0153 | 30.9229 | 84.4054 | 117.715 | 8.1808 | 1.4808 | 19.0153
U | d126c | 21.7927 | 57.8025 | 98.8363 | 7.7739 | 1.4808 | 17.809 | 30.9229 | 84.4054 | 117.715 | 8.1808 | 1.4808 | 19.0153 | 30.9229 | 84.4054 | 117.715 | 8.1808 | 1.4808 | 19.0153
U | d126d | 21.8935 | 57.9555 | 99.2434 | 7.774 | 1.4808 | 17.8502 | 30.9229 | 84.4054 | 117.715 | 8.1808 | 1.4808 | 19.0153 | 30.9229 | 84.4054 | 117.715 | 8.1808 | 1.4808 | 19.0153
U | d126e | 22.7178 | 60.2082 | 101.049 | 7.7753 | 1.4808 | 18.3125 | 30.9229 | 84.4054 | 117.715 | 8.1808 | 1.4808 | 19.0153 | 30.9229 | 84.4054 | 117.715 | 8.1808 | 1.4808 | 19.0153
U | d126f | 25.0983 | 65.6693 | 105.432 | 7.7821 | 1.4808 | 18.6828 | 30.9229 | 84.4054 | 117.715 | 8.1808 | 1.4808 | 19.0153 | 30.9229 | 84.4054 | 117.715 | 8.1808 | 1.4808 | 19.0153
U | d126g | 27.2893 | 68.6174 | 108.262 | 7.7885 | 1.4808 | 18.8326 | 30.9229 | 84.4054 | 117.715 | 8.1808 | 1.4808 | 19.0153 | 30.9229 | 84.4054 | 117.715 | 8.1808 | 1.4808 | 19.0153
U | d126h | 28.2658 | 72.6535 | 113 | 7.7918 | 1.4808 | 18.9152 | 30.9229 | 84.4054 | 117.715 | 8.1808 | 1.4808 | 19.0153 | 30.9229 | 84.4054 | 117.715 | 8.1808 | 1.4808 | 19.0153
U | d126i | 28.5771 | 70.2531 | 111.033 | 7.793 | 1.4808 | 18.9275 | 30.9229 | 84.4054 | 117.715 | 8.1808 | 1.4808 | 19.0153 | 30.9229 | 84.4054 | 117.715 | 8.1808 | 1.4808 | 19.0153
U | d126j | 28.3863 | 69.9112 | 109.039 | 7.7958 | 1.4808 | 19.0153 | 30.9229 | 84.4054 | 117.715 | 8.1808 | 1.4808 | 19.0153 | 30.9229 | 84.4054 | 117.715 | 8.1808 | 1.4808 | 19.0153
U | d126k | 29.5021 | 69.5429 | 105.968 | 7.7945 | 1.4808 | 19.0153 | 30.9229 | 84.4054 | 117.715 | 8.1808 | 1.4808 | 19.0153 | 30.9229 | 84.4054 | 117.715 | 8.1808 | 1.4808 | 19.0153
U | d126l | 30.287 | 70.0431 | 106.232 | 7.7966 | 1.4808 | 19.0153 | 30.9229 | 84.4054 | 117.715 | 8.1808 | 1.4808 | 19.0153 | 30.9229 | 84.4054 | 117.715 | 8.1808 | 1.4808 | 19.0153
U | d126m | 29.9681 | 67.6819 | 103.364 | 7.7949 | 1.4808 | 19.0153 | 30.9229 | 84.4054 | 117.715 | 8.1808 | 1.4808 | 19.0153 | 30.9229 | 84.4054 | 117.715 | 8.1808 | 1.4808 | 19.0153
U | d126n | 30.3922 | 69.6374 | 106.578 | 7.7963 | 1.4808 | 19.0153 | 30.9229 | 84.4054 | 117.715 | 8.1808 | 1.4808 | 19.0153 | 30.9229 | 84.4054 | 117.715 | 8.1808 | 1.4808 | 19.0153
U | d126o | 30.4917 | 69.5999 | 108.771 | 7.7955 | 1.4808 | 19.0153 | 30.9229 | 84.4054 | 117.715 | 8.1808 | 1.4808 | 19.0153 | 30.9229 | 84.4054 | 117.715 | 8.1808 | 1.4808 | 19.0153
U | d126p | 30.3032 | 68.1896 | 110.45 | 7.7957 | 1.4808 | 19.0153 | 30.9229 | 84.4054 | 117.715 | 8.1808 | 1.4808 | 19.0153 | 30.9229 | 84.4054 | 117.715 | 8.1808 | 1.4808 | 19.0153
U | d126q | 30.392 | 72.7152 | 115.306 | 7.7989 | 1.4808 | 19.0153 | 30.9229 | 84.4054 | 117.715 | 8.1808 | 1.4808 | 19.0153 | 30.9229 | 84.4054 | 117.715 | 8.1808 | 1.4808 | 19.0153
U | d126r | 29.858 | 70.5416 | 114.773 | 7.7989 | 1.4808 | 19.0153 | 30.9229 | 84.4054 | 117.715 | 8.1808 | 1.4808 | 19.0153 | 30.9229 | 84.4054 | 117.715 | 8.1808 | 1.4808 | 19.0153
U | d126s | 28.0205 | 65.9124 | 112.585 | 7.7963 | 1.4808 | 18.9285 | 30.9229 | 84.4054 | 117.715 | 8.1808 | 1.4808 | 19.0153 | 30.9229 | 84.4054 | 117.715 | 8.1808 | 1.4808 | 19.0153
U | d126t | 26.871 | 61.6599 | 108.244 | 7.7949 | 1.4808 | 18.8988 | 30.9229 | 84.4054 | 117.715 | 8.1808 | 1.4808 | 19.0153 | 30.9229 | 84.4054 | 117.715 | 8.1808 | 1.4808 | 19.0153
U | d126u | 25.2877 | 54.1769 | 99.5385 | 7.79 | 1.4808 | 18.5637 | 30.9229 | 84.4054 | 117.715 | 8.1808 | 1.4808 | 19.0153 | 30.9229 | 84.4054 | 117.553 | 8.1808 | 1.4808 | 19.0153
U | d126v | 23.6264 | 50.0459 | 93.6556 | 7.7863 | 1.4808 | 18.2113 | 30.9229 | 84.4054 | 117.715 | 8.1808 | 1.4808 | 19.0153 | 30.9229 | 84.4054 | 117.367 | 8.1808 | 1.4808 | 19.0153
U | d126x | 23.7567 | 50.4651 | 92.1949 | 7.7819 | 1.4808 | 17.998 | 30.9229 | 84.4054 | 117.715 | 8.1808 | 1.4808 | 19.0153 | 30.9229 | 84.4054 | 117.33 | 8.1808 | 1.4808 | 19.0153
U | d126y | 22.8786 | 48.681 | 85.6739 | 7.7767 | 1.4808 | 17.9532 | 30.9229 | 84.4054 | 117.715 | 8.1808 | 1.4808 | 19.0153 | 30.9229 | 84.4054 | 117.306 | 8.1808 | 1.4808 | 19.0153
U | d127a | 22.3714 | 48.1083 | 83.8642 | 7.7759 | 1.4808 | 17.8725 | 30.9229 | 84.4054 | 117.715 | 8.1808 | 1.4808 | 19.0153 | 30.9229 | 84.4054 | 117.291 | 8.1808 | 1.4808 | 19.0153
U | d127b | 22.2926 | 49.7978 | 87.2289 | 7.7766 | 1.4808 | 17.8987 | 30.9229 | 84.4054 | 117.715 | 8.1808 | 1.4808 | 19.0153 | 30.9229 | 84.4054 | 117.287 | 8.1808 | 1.4808 | 19.0153
U | d127c | 22.5317 | 50.4814 | 88.6564 | 7.777 | 1.4808 | 17.9369 | 30.9229 | 84.4054 | 117.715 | 8.1808 | 1.4808 | 19.0153 | 30.9229 | 84.4054 | 117.292 | 8.1808 | 1.4808 | 19.0153
U | d127d | 22.824 | 49.9544 | 87.7804 | 7.7773 | 1.4808 | 17.9756 | 30.9229 | 84.4054 | 117.715 | 8.1808 | 1.4808 | 19.0153 | 30.9229 | 84.4054 | 117.292 | 8.1808 | 1.4808 | 19.0153
U | d127e | 23.0627 | 48.842 | 86.0279 | 7.7767 | 1.4808 | 18.0652 | 30.9229 | 84.4054 | 117.715 | 8.1808 | 1.4808 | 19.0153 | 30.9229 | 84.4054 | 117.298 | 8.1808 | 1.4808 | 19.0153
U | d127f | 23.3778 | 49.4506 | 86.7415 | 7.7777 | 1.4808 | 18.2463 | 30.9229 | 84.4054 | 117.715 | 8.1808 | 1.4808 | 19.0153 | 30.9229 | 84.4054 | 117.309 | 8.1808 | 1.4808 | 19.0153
U | d127g | 25.1085 | 55.043 | 92.8857 | 7.7824 | 1.4808 | 18.502 | 30.9229 | 84.4054 | 117.715 | 8.1808 | 1.4808 | 19.0153 | 30.9229 | 84.4054 | 117.33 | 8.1808 | 1.4808 | 19.0153
U | d127h | 27.8944 | 62.0301 | 102.069 | 7.7897 | 1.4808 | 18.8138 | 30.9229 | 84.4054 | 117.715 | 8.1808 | 1.4808 | 19.0153 | 30.9229 | 84.4054 | 117.715 | 8.1808 | 1.4808 | 19.0153
U | d127i | 28.0387 | 57.6571 | 94.7501 | 7.7931 | 1.4808 | 18.8462 | 30.9229 | 84.4054 | 117.715 | 8.1808 | 1.4808 | 19.0153 | 30.9229 | 84.4054 | 117.316 | 8.1808 | 1.4808 | 19.0153
U | d127j | 28.5994 | 56.1676 | 89.051 | 7.7932 | 1.4808 | 18.8503 | 30.9229 | 84.4054 | 117.715 | 8.1808 | 1.4808 | 19.0153 | 30.9229 | 84.4054 | 117.298 | 8.1808 | 1.4808 | 19.0153
U | d127k | 28.3978 | 54.1245 | 83.1551 | 7.7933 | 1.4808 | 18.8695 | 30.9229 | 84.4054 | 117.715 | 8.1808 | 1.4808 | 19.0153 | 30.9229 | 84.4054 | 117.286 | 8.1808 | 1.4808 | 19.0153
U | d127l | 29.0065 | 55.4019 | 84.1504 | 7.7971 | 1.4808 | 18.93 | 30.9229 | 84.4054 | 117.715 | 8.1808 | 1.4808 | 19.0153 | 30.9229 | 84.4054 | 117.285 | 8.1808 | 1.4808 | 19.0153
U | d127m | 29.1884 | 55.1588 | 86.4027 | 7.7984 | 1.4808 | 18.974 | 30.9229 | 84.4054 | 117.715 | 8.1808 | 1.4808 | 19.0153 | 30.9229 | 84.4054 | 117.274 | 8.1808 | 1.4808 | 19.0153
U | d127n | 29.8921 | 59.6011 | 96.3313 | 7.802 | 1.4808 | 19.0153 | 30.9229 | 84.4054 | 117.715 | 8.1808 | 1.4808 | 19.0153 | 30.9229 | 84.4054 | 117.277 | 8.1808 | 1.4808 | 19.0153
U | d127o | 30.3716 | 63.9873 | 105.074 | 7.8063 | 1.4808 | 19.0153 | 30.9229 | 84.4054 | 117.715 | 8.1808 | 1.4808 | 19.0153 | 30.9229 | 84.4054 | 117.283 | 8.1808 | 1.4808 | 19.0153
U | d127p | 30.777 | 69.1348 | 110.425 | 7.8147 | 1.4808 | 19.0153 | 30.9229 | 84.4054 | 117.715 | 8.1808 | 1.4808 | 19.0153 | 30.9229 | 84.4054 | 117.296 | 8.1808 | 1.4808 | 19.0153
U | d127q | 30.9229 | 72.0269 | 112.58 | 7.8262 | 1.4808 | 19.0153 | 30.9229 | 84.4054 | 117.715 | 8.1808 | 1.4808 | 19.0153 | 30.9229 | 84.4054 | 117.316 | 8.1808 | 1.4808 | 19.0153
U | d127r | 30.9229 | 72.172 | 113.23 | 7.8273 | 1.4808 | 19.0153 | 30.9229 | 84.4054 | 117.715 | 8.1808 | 1.4808 | 19.0153 | 30.9229 | 84.4054 | 117.348 | 8.1808 | 1.4808 | 19.0153
U | d127s | 30.773 | 68.9002 | 111.273 | 7.8225 | 1.4808 | 19.0153 | 30.9229 | 84.4054 | 117.715 | 8.1808 | 1.4808 | 19.0153 | 30.9229 | 84.4054 | 117.276 | 8.1808 | 1.4808 | 19.0153
U | d127t | 30.0766 | 63.2166 | 104.544 | 7.8129 | 1.4808 | 19.0153 | 30.9229 | 84.4054 | 117.715 | 8.1808 | 1.4808 | 19.0153 | 30.9229 | 84.4054 | 117.085 | 8.1808 | 1.4808 | 19.0153
U | d127u | 29.8433 | 63.8156 | 104.638 | 7.8092 | 1.4808 | 19.0153 | 30.9229 | 84.4054 | 117.715 | 8.1808 | 1.4808 | 19.0153 | 30.9229 | 84.4054 | 116.951 | 8.1808 | 1.4808 | 19.0153
U | d127v | 27.7394 | 55.2157 | 94.7623 | 7.7938 | 1.4808 | 19.0153 | 30.9229 | 84.4054 | 117.715 | 8.1808 | 1.4808 | 19.0153 | 30.9229 | 84.3619 | 116.513 | 8.1808 | 1.4808 | 19.0153
U | d127x | 27.1669 | 52.1158 | 89.8448 | 7.7883 | 1.4808 | 18.923 | 30.9229 | 84.4054 | 117.715 | 8.1808 | 1.4808 | 19.0153 | 30.9229 | 84.3547 | 116.211 | 8.1808 | 1.4808 | 19.0153
U | d127y | 25.6385 | 50.5292 | 83.5244 | 7.7794 | 1.4808 | 18.8995 | 30.9229 | 84.4054 | 117.715 | 8.1808 | 1.4808 | 19.0153 | 30.9229 | 84.3525 | 115.965 | 8.1808 | 1.4808 | 19.0153
U | d128a | 24.918 | 49.8001 | 82.9401 | 7.7781 | 1.4808 | 18.892 | 30.9229 | 84.4054 | 117.715 | 8.1808 | 1.4808 | 19.0153 | 30.9229 | 84.3522 | 115.867 | 8.1808 | 1.4808 | 19.0153
U | d128b | 24.2914 | 50.5034 | 85.5196 | 7.7773 | 1.4808 | 18.8903 | 30.9229 | 84.4054 | 117.715 | 8.1808 | 1.4808 | 19.0153 | 30.9229 | 84.352 | 115.835 | 8.1808 | 1.4808 | 19.0153
U | d128c | 23.9297 | 50.444 | 86.4365 | 7.778 | 1.4808 | 18.8898 | 30.9229 | 84.4054 | 117.715 | 8.1808 | 1.4808 | 19.0153 | 30.9229 | 84.352 | 115.804 | 8.1808 | 1.4808 | 19.0153
U | d128d | 23.7159 | 50.2106 | 86.7587 | 7.7778 | 1.4808 | 18.8924 | 30.9229 | 84.4054 | 117.715 | 8.1808 | 1.4808 | 19.0153 | 30.9229 | 84.3519 | 115.797 | 8.1808 | 1.4808 | 19.0153
U | d128e | 23.8434 | 49.5869 | 86.5784 | 7.7776 | 1.4808 | 18.8982 | 30.9229 | 84.4054 | 117.715 | 8.1808 | 1.4808 | 19.0153 | 30.9229 | 84.3522 | 115.845 | 8.1808 | 1.4808 | 19.0153
U | d128f | 24.4067 | 50.9044 | 90.1024 | 7.7796 | 1.4808 | 18.9261 | 30.9229 | 84.4054 | 117.715 | 8.1808 | 1.4808 | 19.0153 | 30.9229 | 84.3609 | 116.092 | 8.1808 | 1.4808 | 19.0153
U | d128g | 27.0137 | 59.1809 | 100.138 | 7.7892 | 1.4808 | 19.0153 | 30.9229 | 84.4054 | 117.715 | 8.1808 | 1.4808 | 19.0153 | 30.9229 | 84.4054 | 116.875 | 8.1808 | 1.4808 | 19.0153
U | d128h | 29.5825 | 66.5274 | 108.846 | 7.8052 | 1.4808 | 19.0153 | 30.9229 | 84.4054 | 117.715 | 8.1808 | 1.4808 | 19.0153 | 30.9229 | 84.4054 | 117.18 | 8.1808 | 1.4808 | 19.0153
U | d128i | 30.3973 | 67.0165 | 109.502 | 7.8203 | 1.4808 | 19.0153 | 30.9229 | 84.4054 | 117.715 | 8.1808 | 1.4808 | 19.0153 | 30.9229 | 84.4054 | 117.515 | 8.1808 | 1.4808 | 19.0153
U | d128j | 29.9186 | 61.9705 | 103.815 | 7.8196 | 1.4808 | 19.0153 | 30.9229 | 84.4054 | 117.715 | 8.1808 | 1.4808 | 19.0153 | 30.9229 | 84.4054 | 117.166 | 8.1808 | 1.4808 | 19.0153
U | d128k | 28.868 | 58.3179 | 98.7981 | 7.8151 | 1.4808 | 19.0153 | 30.9229 | 84.4054 | 117.715 | 8.1808 | 1.4808 | 19.0153 | 30.9229 | 84.4054 | 117.15 | 8.1808 | 1.4808 | 19.0153
U | d128l | 29.2967 | 57.9368 | 96.8155 | 7.8146 | 1.4808 | 19.0153 | 30.9229 | 84.4054 | 117.715 | 8.1808 | 1.4808 | 19.0153 | 30.9229 | 84.4054 | 117.152 | 8.1808 | 1.4808 | 19.0153
U | d128m | 29.5572 | 57.67 | 96.1234 | 7.8141 | 1.4808 | 19.0153 | 30.9229 | 84.4054 | 117.715 | 8.1808 | 1.4808 | 19.0153 | 30.9229 | 84.4054 | 117.145 | 8.1808 | 1.4808 | 19.0153
U | d128n | 30.0298 | 59.1499 | 98.6797 | 7.8138 | 1.4808 | 19.0153 | 30.9229 | 84.4054 | 117.715 | 8.1808 | 1.4808 | 19.0153 | 30.9229 | 84.4054 | 117.148 | 8.1808 | 1.4808 | 19.0153
U | d128o | 30.1353 | 61.2539 | 103.147 | 7.8135 | 1.4808 | 19.0153 | 30.9229 | 84.4054 | 117.715 | 8.1808 | 1.4808 | 19.0153 | 30.9229 | 84.4054 | 117.141 | 8.1808 | 1.4808 | 19.0153
U | d128p | 30.4451 | 67.5493 | 111.646 | 7.8206 | 1.4808 | 19.0153 | 30.9229 | 84.4054 | 117.715 | 8.1808 | 1.4808 | 19.0153 | 30.9229 | 84.4054 | 117.25 | 8.1808 | 1.4808 | 19.0153
U | d128q | 30.3031 | 72.3766 | 115.682 | 7.8273 | 1.4808 | 19.0153 | 30.9229 | 84.4054 | 117.715 | 8.1808 | 1.4808 | 19.0153 | 30.9229 | 84.4054 | 117.715 | 8.1808 | 1.4808 | 19.0153
U | d128r | 29.9807 | 70.8254 | 115.1 | 7.8233 | 1.4808 | 19.0153 | 30.9229 | 84.4054 | 117.715 | 8.1808 | 1.4808 | 19.0153 | 30.9229 | 84.4054 | 117.64 | 8.1808 | 1.4808 | 19.0153
U | d128s | 27.917 | 63.6848 | 111.51 | 7.8126 | 1.4808 | 19.0153 | 30.9229 | 84.4054 | 117.715 | 8.1808 | 1.4808 | 19.0153 | 30.9229 | 84.4054 | 117.099 | 8.1808 | 1.4808 | 19.0153
U | d128t | 27.4267 | 61.8735 | 109.922 | 7.8123 | 1.4808 | 19.0153 | 30.9229 | 84.4054 | 117.715 | 8.1808 | 1.4808 | 19.0153 | 30.9229 | 84.4054 | 117.029 | 8.1808 | 1.4808 | 19.0153
U | d128u | 25.4705 | 56.7831 | 105.106 | 7.8046 | 1.4808 | 19.0153 | 30.9229 | 84.4054 | 117.715 | 8.1808 | 1.4808 | 19.0153 | 30.9229 | 84.3543 | 116.583 | 8.1808 | 1.4808 | 19.0153
U | d128v | 23.5205 | 50.5046 | 98.7655 | 7.7946 | 1.4808 | 19.0153 | 30.9229 | 84.4054 | 117.715 | 8.1808 | 1.4808 | 19.0153 | 30.9229 | 84.3435 | 115.72 | 8.1808 | 1.4808 | 19.0153
U | d128x | 23.157 | 46.8313 | 95.1181 | 7.7895 | 1.4808 | 18.9803 | 30.9229 | 84.4054 | 117.715 | 8.1808 | 1.4808 | 19.0153 | 30.9229 | 84.3277 | 114.992 | 8.1808 | 1.4808 | 19.0153
U | d128y | 21.7209 | 46.5105 | 90.8432 | 7.7817 | 1.4808 | 18.959 | 30.9229 | 84.4054 | 117.715 | 8.1808 | 1.4808 | 19.0153 | 30.9229 | 84.3136 | 114.21 | 8.1808 | 1.4808 | 19.0153
U | d129a | 20.7413 | 46.452 | 90.9685 | 7.7796 | 1.4808 | 18.9578 | 30.9229 | 84.4054 | 117.715 | 8.1808 | 1.4808 | 19.0153 | 30.9229 | 84.3123 | 113.948 | 8.1808 | 1.4808 | 19.0153
U | d129b | 20.2445 | 47.9861 | 94.0339 | 7.7786 | 1.4808 | 18.9583 | 30.9229 | 84.4054 | 117.715 | 8.1808 | 1.4808 | 19.0153 | 30.9229 | 84.3118 | 113.943 | 8.1808 | 1.4808 | 19.0153
U | d129c | 19.7493 | 48.8599 | 95.5929 | 7.778 | 1.4808 | 18.9586 | 30.9229 | 84.4054 | 117.715 | 8.1808 | 1.4808 | 19.0153 | 30.9229 | 84.3115 | 113.91 | 8.1808 | 1.4808 | 19.0153
U | d129d | 19.2567 | 50.2804 | 97.536 | 7.7774 | 1.4808 | 18.9601 | 30.9229 | 84.4054 | 117.715 | 8.1808 | 1.4808 | 19.0153 | 30.9229 | 84.3114 | 113.916 | 8.1808 | 1.4808 | 19.0153
U | d129e | 19.755 | 53.7406 | 101.018 | 7.7799 | 1.4808 | 19.0153 | 30.9229 | 84.4054 | 117.715 | 8.1808 | 1.4808 | 19.0153 | 30.9229 | 84.3122 | 114.117 | 8.1808 | 1.4808 | 19.0153
U | d129f | 22.3913 | 62.7872 | 108.048 | 7.7931 | 1.4808 | 19.0153 | 30.9229 | 84.4054 | 117.715 | 8.1808 | 1.4808 | 19.0153 | 30.9229 | 84.341 | 115.157 | 8.1808 | 1.4808 | 19.0153
U | d129g | 26.7885 | 71.7947 | 115.629 | 7.8224 | 1.4808 | 19.0153 | 30.9229 | 84.4054 | 117.715 | 8.1808 | 1.4808 | 19.0153 | 30.9229 | 84.4054 | 116.574 | 8.1808 | 1.4808 | 19.0153
U | d129h | 28.8601 | 76.7002 | 116.898 | 7.8353 | 1.4808 | 19.0153 | 30.9229 | 84.4054 | 117.715 | 8.1808 | 1.4808 | 19.0153 | 30.9229 | 84.4054 | 117.01 | 8.1808 | 1.4808 | 19.0153
U | d129i | 29.0248 | 77.5431 | 117.02 | 7.8397 | 1.4808 | 19.0153 | 30.9229 | 84.4054 | 117.715 | 8.1808 | 1.4808 | 19.0153 | 30.9229 | 84.4054 | 117.224 | 8.1808 | 1.4808 | 19.0153
U | d129j | 27.7815 | 76.5517 | 116.797 | 7.8357 | 1.4808 | 19.0153 | 30.9229 | 84.4054 | 117.715 | 8.1808 | 1.4808 | 19.0153 | 30.9229 | 84.4054 | 116.991 | 8.1808 | 1.4808 | 19.0153
U | d129k | 27.1965 | 76.9418 | 116.768 | 7.8308 | 1.4808 | 19.0153 | 30.9229 | 84.4054 | 117.715 | 8.1808 | 1.4808 | 19.0153 | 30.9229 | 84.4054 | 116.957 | 8.1808 | 1.4808 | 19.0153
U | d129l | 27.9684 | 79.4182 | 116.838 | 7.8353 | 1.4808 | 19.0153 | 30.9229 | 84.4054 | 117.715 | 8.1808 | 1.4808 | 19.0153 | 30.9229 | 84.4054 | 117.017 | 8.1808 | 1.4808 | 19.0153
U | d129m | 27.7086 | 79.5401 | 116.771 | 7.8291 | 1.4808 | 19.0153 | 30.9229 | 84.4054 | 117.715 | 8.1808 | 1.4808 | 19.0153 | 30.9229 | 84.4054 | 116.972 | 8.1808 | 1.4808 | 19.0153
U | d129n | 28.9598 | 81.6577 | 116.961 | 7.8401 | 1.4808 | 19.0153 | 30.9229 | 84.4054 | 117.715 | 8.1808 | 1.4808 | 19.0153 | 30.9229 | 84.4054 | 117.111 | 8.1808 | 1.4808 | 19.0153
U | d129o | 28.7759 | 81.1596 | 116.841 | 7.8299 | 1.4808 | 19.0153 | 30.9229 | 84.4054 | 117.715 | 8.1808 | 1.4808 | 19.0153 | 30.9229 | 84.4054 | 116.973 | 8.1808 | 1.4808 | 19.0153
U | d129p | 29.7066 | 82.9525 | 117.439 | 7.8447 | 1.4808 | 19.0153 | 30.9229 | 84.4054 | 117.715 | 8.1808 | 1.4808 | 19.0153 | 30.9229 | 84.4054 | 117.144 | 8.1808 | 1.4808 | 19.0153
U | d129q | 30.9229 | 84.4054 | 117.715 | 8.0676 | 1.4808 | 19.0153 | 30.9229 | 84.4054 | 117.715 | 8.1808 | 1.4808 | 19.0153 | 30.9229 | 84.4054 | 117.715 | 8.1808 | 1.4808 | 19.0153
U | d129r | 30.6847 | 84.4054 | 117.715 | 7.9222 | 1.4808 | 19.0153 | 30.9229 | 84.4054 | 117.715 | 8.1808 | 1.4808 | 19.0153 | 30.9229 | 84.4054 | 117.572 | 8.1808 | 1.4808 | 19.0153
U | d129s | 29.4739 | 82.5709 | 117.147 | 7.8347 | 1.4808 | 19.0153 | 30.9229 | 84.4054 | 117.715 | 8.1808 | 1.4808 | 19.0153 | 30.9229 | 84.4054 | 116.922 | 8.1808 | 1.4808 | 19.0153
U | d129t | 27.2336 | 78.5671 | 115.964 | 7.8143 | 1.4808 | 19.0153 | 30.9229 | 84.4054 | 117.715 | 8.1808 | 1.4808 | 19.0153 | 30.9229 | 84.3056 | 115.617 | 8.1808 | 1.4808 | 19.0153
U | d129u | 26.0973 | 74.1084 | 113.703 | 7.8046 | 1.4808 | 19.0153 | 30.9229 | 84.4054 | 117.715 | 8.1808 | 1.4808 | 19.0153 | 30.9229 | 84.2051 | 114.68 | 8.1808 | 1.4808 | 19.0153
U | d129v | 25.1486 | 71.7131 | 111.502 | 7.7956 | 1.4808 | 19.0153 | 30.9229 | 84.4054 | 117.715 | 8.1808 | 1.4808 | 19.0153 | 30.9229 | 84.1711 | 113.721 | 8.1808 | 1.4808 | 19.0153
U | d129x | 23.7657 | 66.0144 | 105.144 | 7.7866 | 1.4808 | 18.9673 | 30.9229 | 84.4054 | 117.715 | 8.1808 | 1.4808 | 19.0153 | 30.9229 | 84.1364 | 111.093 | 8.1808 | 1.4808 | 19.0153
U | d129y | 23.7084 | 64.9088 | 99.6217 | 7.7827 | 1.4808 | 18.9662 | 30.9229 | 84.4054 | 117.715 | 8.1808 | 1.4808 | 19.0153 | 30.9229 | 84.1134 | 108.579 | 8.1808 | 1.4808 | 19.0153
U | d130a | 23.3062 | 63.3219 | 96.5219 | 7.7789 | 1.4808 | 18.9656 | 30.9229 | 84.4054 | 117.715 | 8.1808 | 1.4808 | 19.0153 | 30.9229 | 84.1055 | 106.522 | 8.1808 | 1.4808 | 19.0153
U | d130b | 23.4765 | 63.2809 | 96.2136 | 7.7776 | 1.4808 | 18.9657 | 30.9229 | 84.4054 | 117.715 | 8.1808 | 1.4808 | 19.0153 | 30.9229 | 84.1016 | 105.927 | 8.1808 | 1.4808 | 19.0153
U | d130c | 23.9071 | 64.0087 | 96.92 | 7.7769 | 1.4808 | 18.9661 | 30.9229 | 84.4054 | 117.715 | 8.1808 | 1.4808 | 19.0153 | 30.9229 | 84.0996 | 105.954 | 8.1808 | 1.4808 | 19.0153
U | d130d | 24.0215 | 63.4847 | 96.5556 | 7.7771 | 1.4808 | 18.9674 | 30.9229 | 84.4054 | 117.715 | 8.1808 | 1.4808 | 19.0153 | 30.9229 | 84.098 | 105.665 | 8.1808 | 1.4808 | 19.0153
U | d130e | 24.9979 | 65.3378 | 99.1258 | 7.7803 | 1.4808 | 18.9725 | 30.9229 | 84.4054 | 117.715 | 8.1808 | 1.4808 | 19.0153 | 30.9229 | 84.0979 | 105.441 | 8.1808 | 1.4808 | 19.0153
U | d130f | 27.8906 | 71.1793 | 105.312 | 7.795 | 1.4808 | 19.0153 | 30.9229 | 84.4054 | 117.715 | 8.1808 | 1.4808 | 19.0153 | 30.9229 | 84.1003 | 106.786 | 8.1808 | 1.4808 | 19.0153
U | d130g | 30.4211 | 77.5673 | 114.695 | 7.8193 | 1.4808 | 19.0153 | 30.9229 | 84.4054 | 117.715 | 8.1808 | 1.4808 | 19.0153 | 30.9229 | 84.1114 | 109.17 | 8.1808 | 1.4808 | 19.0153
U | d130h | 30.9229 | 81.0343 | 116.597 | 7.8403 | 1.4808 | 19.0153 | 30.9229 | 84.4054 | 117.715 | 8.1808 | 1.4808 | 19.0153 | 30.9229 | 84.1396 | 113.17 | 8.1808 | 1.4808 | 19.0153
U | d130i | 30.9229 | 81.0044 | 116.741 | 7.8574 | 1.4808 | 19.0153 | 30.9229 | 84.4054 | 117.715 | 8.1808 | 1.4808 | 19.0153 | 30.9229 | 84.1447 | 113.687 | 8.1808 | 1.4808 | 19.0153
U | d130j | 30.9229 | 78.2916 | 116.589 | 7.8492 | 1.4808 | 19.0153 | 30.9229 | 84.4054 | 117.715 | 8.1808 | 1.4808 | 19.0153 | 30.9229 | 84.1312 | 112.179 | 8.1808 | 1.4808 | 19.0153
U | d130k | 30.9229 | 79.3476 | 116.685 | 7.8561 | 1.4808 | 19.0153 | 30.9229 | 84.4054 | 117.715 | 8.1808 | 1.4808 | 19.0153 | 30.9229 | 84.1377 | 113.195 | 8.1808 | 1.4808 | 19.0153
U | d130l | 30.9229 | 79.7317 | 116.852 | 7.8687 | 1.4808 | 19.0153 | 30.9229 | 84.4054 | 117.715 | 8.1808 | 1.4808 | 19.0153 | 30.9229 | 84.1463 | 113.99 | 8.1808 | 1.4808 | 19.0153
U | d130m | 30.9229 | 79.5624 | 116.913 | 7.911 | 1.4808 | 19.0153 | 30.9229 | 84.4054 | 117.715 | 8.1808 | 1.4808 | 19.0153 | 30.9229 | 84.1467 | 114.063 | 8.1808 | 1.4808 | 19.0153
U | d130n | 30.9229 | 82.2398 | 117.715 | 8.0818 | 1.4808 | 19.0153 | 30.9229 | 84.4054 | 117.715 | 8.1808 | 1.4808 | 19.0153 | 30.9229 | 84.1765 | 115.384 | 8.1808 | 1.4808 | 19.0153
U | d130o | 30.9229 | 80.7084 | 117.091 | 8.0782 | 1.4808 | 19.0153 | 30.9229 | 84.4054 | 117.715 | 8.1808 | 1.4808 | 19.0153 | 30.9229 | 84.1543 | 114.52 | 8.1808 | 1.4808 | 19.0153
U | d130p | 30.9229 | 79.7766 | 117.167 | 8.1009 | 1.4808 | 19.0153 | 30.9229 | 84.4054 | 117.715 | 8.1808 | 1.4808 | 19.0153 | 30.9229 | 84.1546 | 114.583 | 8.1808 | 1.4808 | 19.0153
U | d130q | 30.9229 | 77.8883 | 117.249 | 8.0697 | 1.4808 | 19.0153 | 30.9229 | 84.4054 | 117.715 | 8.1808 | 1.4808 | 19.0153 | 30.9229 | 84.1546 | 114.614 | 8.1808 | 1.4808 | 19.0153
U | d130r | 30.9229 | 78.4855 | 117.602 | 8.1222 | 1.4808 | 19.0153 | 30.9229 | 84.4054 | 117.715 | 8.1808 | 1.4808 | 19.0153 | 30.9229 | 84.1643 | 115.176 | 8.1808 | 1.4808 | 19.0153
U | d130s | 30.9229 | 73.5731 | 116.756 | 7.9429 | 1.4808 | 19.0153 | 30.9229 | 84.4054 | 117.715 | 8.1808 | 1.4808 | 19.0153 | 30.9229 | 84.1336 | 113.494 | 8.1808 | 1.4808 | 19.0153
U | d130t | 30.2223 | 67.9369 | 115.608 | 7.863 | 1.4808 | 19.0153 | 30.9229 | 84.4054 | 117.715 | 8.1808 | 1.4808 | 19.0153 | 30.9229 | 84.1129 | 111.044 | 8.1808 | 1.4808 | 19.0153
U | d130u | 29.0403 | 61.712 | 111.554 | 7.8297 | 1.4808 | 19.0153 | 30.9229 | 84.4054 | 117.715 | 8.1808 | 1.4808 | 19.0153 | 30.9229 | 84.1005 | 109.191 | 8.1808 | 1.4808 | 19.0153
U | d130v | 27.0667 | 56.8083 | 105.255 | 7.8063 | 1.4808 | 19.0153 | 30.9229 | 84.4054 | 117.715 | 8.1808 | 1.4808 | 19.0153 | 30.9229 | 84.0901 | 106.912 | 8.1808 | 1.4808 | 19.0153
U | d130x | 26.0421 | 56.6988 | 102.895 | 7.7972 | 1.4808 | 19.0153 | 30.9229 | 84.4054 | 117.715 | 8.1808 | 1.4808 | 19.0153 | 30.9229 | 84.0836 | 104.482 | 8.1808 | 1.4808 | 19.0153
U | d130y | 24.8087 | 55.5656 | 95.6058 | 7.7896 | 1.4808 | 19.0153 | 30.9229 | 84.4054 | 117.715 | 8.1808 | 1.4808 | 19.0153 | 30.9229 | 84.0768 | 101.762 | 8.1808 | 1.4808 | 19.0153
U | d131a | 24.1365 | 56.797 | 95.3023 | 7.7856 | 1.4808 | 19.0153 | 30.9229 | 84.4054 | 117.715 | 8.1808 | 1.4808 | 19.0153 | 30.9229 | 84.0753 | 100.651 | 8.1808 | 1.4808 | 19.0153
U | d131b | 23.6838 | 58.5655 | 96.2852 | 7.7839 | 1.4808 | 19.0153 | 30.9229 | 84.4054 | 117.715 | 8.1808 | 1.4808 | 19.0153 | 30.9229 | 84.0741 | 100.331 | 8.1808 | 1.4808 | 19.0153
U | d131c | 23.5301 | 59.8903 | 97.4227 | 7.7825 | 1.4808 | 19.0153 | 30.9229 | 84.4054 | 117.715 | 8.1808 | 1.4808 | 19.0153 | 30.9229 | 84.0727 | 99.6131 | 8.1808 | 1.4808 | 19.0153
U | d131d | 23.8181 | 61.7446 | 98.5027 | 7.7821 | 1.4808 | 19.0153 | 30.9229 | 84.4054 | 117.715 | 8.1808 | 1.4808 | 19.0153 | 30.9229 | 84.0733 | 100.218 | 8.1808 | 1.4808 | 19.0153
U | d131e | 24.7212 | 65.9876 | 100.991 | 7.7842 | 1.4808 | 19.0153 | 30.9229 | 84.4054 | 117.715 | 8.1808 | 1.4808 | 19.0153 | 30.9229 | 84.0734 | 100.158 | 8.1808 | 1.4808 | 19.0153
U | d131f | 27.613 | 73.1598 | 105.691 | 7.7999 | 1.4808 | 19.0153 | 30.9229 | 84.4054 | 117.715 | 8.1808 | 1.4808 | 19.0153 | 30.9229 | 84.0778 | 102.535 | 8.1808 | 1.4808 | 19.0153
U | d131g | 30.1956 | 78.6254 | 111.209 | 7.8211 | 1.4808 | 19.0153 | 30.9229 | 84.4054 | 117.715 | 8.1808 | 1.4808 | 19.0153 | 30.9229 | 84.0854 | 104.245 | 8.1808 | 1.4808 | 19.0153
U | d131h | 30.9229 | 81.4308 | 114.756 | 7.8315 | 1.4808 | 19.0153 | 30.9229 | 84.4054 | 117.715 | 8.1808 | 1.4808 | 19.0153 | 30.9229 | 84.1133 | 110.155 | 8.1808 | 1.4808 | 19.0153
U | d131i | 30.9229 | 81.7737 | 114.653 | 7.8379 | 1.4808 | 19.0153 | 30.9229 | 84.4054 | 117.715 | 8.1808 | 1.4808 | 19.0153 | 30.9229 | 84.1273 | 111.916 | 8.1808 | 1.4808 | 19.0153
U | d131j | 30.9229 | 81.5754 | 113.382 | 7.8564 | 1.4808 | 19.0153 | 30.9229 | 84.4054 | 117.715 | 8.1808 | 1.4808 | 19.0153 | 30.9229 | 84.1334 | 112.665 | 8.1808 | 1.4808 | 19.0153
U | d131k | 30.9229 | 81.6129 | 112.086 | 7.8666 | 1.4808 | 19.0153 | 30.9229 | 84.4054 | 117.715 | 8.1808 | 1.4808 | 19.0153 | 30.9229 | 84.1384 | 113.213 | 8.1808 | 1.4808 | 19.0153
U | d131l | 30.9229 | 82.4398 | 112.289 | 7.8951 | 1.4808 | 19.0153 | 30.9229 | 84.4054 | 117.715 | 8.1808 | 1.4808 | 19.0153 | 30.9229 | 84.1579 | 114.485 | 8.1808 | 1.4808 | 19.0153
U | d131m | 30.9229 | 81.7315 | 110.56 | 7.8891 | 1.4808 | 19.0153 | 30.9229 | 84.4054 | 117.715 | 8.1808 | 1.4808 | 19.0153 | 30.9229 | 84.1488 | 113.984 | 8.1808 | 1.4808 | 19.0153
U | d131n | 30.9229 | 82.4466 | 113.267 | 7.9093 | 1.4808 | 19.0153 | 30.9229 | 84.4054 | 117.715 | 8.1808 | 1.4808 | 19.0153 | 30.9229 | 84.1558 | 114.373 | 8.1808 | 1.4808 | 19.0153
U | d131o | 30.9229 | 82.7175 | 114.612 | 7.9052 | 1.4808 | 19.0153 | 30.9229 | 84.4054 | 117.715 | 8.1808 | 1.4808 | 19.0153 | 30.9229 | 84.1561 | 114.314 | 8.1808 | 1.4808 | 19.0153
U | d131p | 30.9229 | 83.3493 | 116.183 | 7.9108 | 1.4808 | 19.0153 | 30.9229 | 84.4054 | 117.715 | 8.1808 | 1.4808 | 19.0153 | 30.9229 | 84.1634 | 114.587 | 8.1808 | 1.4808 | 19.0153
U | d131q | 30.9229 | 83.3303 | 116.676 | 7.902 | 1.4808 | 19.0153 | 30.9229 | 84.4054 | 117.715 | 8.1808 | 1.4808 | 19.0153 | 30.9229 | 84.165 | 114.497 | 8.1808 | 1.4808 | 19.0153
U | d131r | 30.9229 | 82.62 | 116.142 | 7.8707 | 1.4808 | 19.0153 | 30.9229 | 84.4054 | 117.715 | 8.1808 | 1.4808 | 19.0153 | 30.9229 | 84.1567 | 114.181 | 8.1808 | 1.4808 | 19.0153
U | d131s | 30.9229 | 80.6158 | 114.591 | 7.8318 | 1.4808 | 19.0153 | 30.9229 | 84.4054 | 117.715 | 8.1808 | 1.4808 | 19.0153 | 30.9229 | 84.1365 | 112.52 | 8.1808 | 1.4808 | 19.0153
U | d131t | 30.9229 | 78.1078 | 112.965 | 7.8126 | 1.4808 | 19.0153 | 30.9229 | 84.4054 | 117.715 | 8.1808 | 1.4808 | 19.0153 | 30.9229 | 84.1259 | 111.207 | 8.1808 | 1.4808 | 19.0153
U | d131u | 30.6474 | 73.3087 | 109.075 | 7.8023 | 1.4808 | 19.0153 | 30.9229 | 84.4054 | 117.7 | 8.1808 | 1.4808 | 19.0153 | 30.9229 | 84.1162 | 109.989 | 8.1808 | 1.4808 | 19.0153
U | d131v | 28.9155 | 65.9871 | 98.4844 | 7.7893 | 1.4808 | 19.0153 | 30.9229 | 84.4054 | 117.52 | 8.1808 | 1.4808 | 19.0153 | 30.9229 | 84.0928 | 105.999 | 8.1808 | 1.4808 | 19.0153
U | d131x | 28.1624 | 63.2719 | 93.8521 | 7.7831 | 1.4808 | 19.0153 | 30.9229 | 84.4054 | 117.51 | 8.1808 | 1.4808 | 19.0153 | 30.9229 | 84.0863 | 103.772 | 8.1808 | 1.4808 | 19.0153
U | d131y | 27.4178 | 61.9009 | 87.3745 | 7.7762 | 1.4808 | 19.0153 | 30.9229 | 84.4054 | 117.506 | 8.1808 | 1.4808 | 19.0153 | 30.9229 | 84.0833 | 102.473 | 8.1808 | 1.4808 | 19.0153
U | d132a | 26.7954 | 60.74 | 85.2787 | 7.7731 | 1.4808 | 19.0153 | 30.9229 | 84.4054 | 117.504 | 8.1808 | 1.4808 | 19.0153 | 30.9229 | 84.0818 | 101.063 | 8.1808 | 1.4808 | 19.0153
U | d132b | 26.797 | 62.4253 | 88.8567 | 7.7735 | 1.4808 | 19.0153 | 30.9229 | 84.4054 | 117.503 | 8.1808 | 1.4808 | 19.0153 | 30.9229 | 84.0849 | 103.053 | 8.1808 | 1.4808 | 19.0153
U | d132c | 26.4058 | 61.8148 | 87.6505 | 7.7721 | 1.4808 | 19.0153 | 30.9229 | 84.4054 | 117.502 | 8.1808 | 1.4808 | 19.0153 | 30.9229 | 84.0848 | 102.754 | 8.1808 | 1.4808 | 19.0153
U | d132d | 26.1364 | 61.5681 | 87.8149 | 7.7728 | 1.4808 | 19.0153 | 30.9229 | 84.4054 | 117.502 | 8.1808 | 1.4808 | 19.0153 | 30.9229 | 84.0859 | 103.141 | 8.1808 | 1.4808 | 19.0153
U | d132e | 26.8026 | 63.6195 | 90.3477 | 7.7758 | 1.4808 | 19.0153 | 30.9229 | 84.4054 | 117.501 | 8.1808 | 1.4808 | 19.0153 | 30.9229 | 84.0936 | 105.018 | 8.1808 | 1.4808 | 19.0153
U | d132f | 29.019 | 68.612 | 95.44 | 7.7879 | 1.4808 | 19.0153 | 30.9229 | 84.4054 | 117.501 | 8.1808 | 1.4808 | 19.0153 | 30.9229 | 84.1274 | 108.669 | 8.1808 | 1.4808 | 19.0153
U | d132g | 30.4626 | 72.8068 | 102.416 | 7.8049 | 1.4808 | 19.0153 | 30.9229 | 84.4054 | 117.503 | 8.1808 | 1.4808 | 19.0153 | 30.9229 | 84.2093 | 112.632 | 8.1808 | 1.4808 | 19.0153
U | d132h | 30.9229 | 74.4921 | 109.179 | 7.814 | 1.4808 | 19.0153 | 30.9229 | 84.4054 | 117.51 | 8.1808 | 1.4808 | 19.0153 | 30.9229 | 84.4054 | 114.231 | 8.1808 | 1.4808 | 19.0153
U | d132i | 30.9229 | 73.6643 | 108.617 | 7.8156 | 1.4808 | 19.0153 | 30.9229 | 84.4054 | 117.518 | 8.1808 | 1.4808 | 19.0153 | 30.9229 | 84.4054 | 114.63 | 8.1808 | 1.4808 | 19.0153
U | d132j | 30.9229 | 73.2834 | 108.197 | 7.8332 | 1.4808 | 19.0153 | 30.9229 | 84.4054 | 117.526 | 8.1808 | 1.4808 | 19.0153 | 30.9229 | 84.4054 | 115.085 | 8.1808 | 1.4808 | 19.0153
U | d132k | 30.9229 | 73.1533 | 107.478 | 7.8533 | 1.4808 | 19.0153 | 30.9229 | 84.4054 | 117.533 | 8.1808 | 1.4808 | 19.0153 | 30.9229 | 84.4054 | 115.594 | 8.1808 | 1.4808 | 19.0153
U | d132l | 30.9229 | 74.474 | 107.84 | 7.8695 | 1.4808 | 19.0153 | 30.9229 | 84.4054 | 117.541 | 8.1808 | 1.4808 | 19.0153 | 30.9229 | 84.4054 | 115.992 | 8.1808 | 1.4808 | 19.0153
U | d132m | 30.9229 | 76.9654 | 110.482 | 7.9 | 1.4808 | 19.0153 | 30.9229 | 84.4054 | 117.593 | 8.1808 | 1.4808 | 19.0153 | 30.9229 | 84.4054 | 116.733 | 8.1808 | 1.4808 | 19.0153
U | d132n | 30.9229 | 77.8467 | 112.024 | 7.909 | 1.4808 | 19.0153 | 30.9229 | 84.4054 | 117.637 | 8.1808 | 1.4808 | 19.0153 | 30.9229 | 84.4054 | 116.771 | 8.1808 | 1.4808 | 19.0153
U | d132o | 30.9229 | 76.0887 | 112.649 | 7.8722 | 1.4808 | 19.0153 | 30.9229 | 84.4054 | 117.549 | 8.1808 | 1.4808 | 19.0153 | 30.9229 | 84.4054 | 116.108 | 8.1808 | 1.4808 | 19.0153
U | d132p | 30.9229 | 77.4001 | 114.634 | 7.8658 | 1.4808 | 19.0153 | 30.9229 | 84.4054 | 117.582 | 8.1808 | 1.4808 | 19.0153 | 30.9229 | 84.4054 | 116.359 | 8.1808 | 1.4808 | 19.0153
U | d132q | 30.9229 | 78.9022 | 116.486 | 7.8864 | 1.4808 | 19.0153 | 30.9229 | 84.4054 | 117.715 | 8.1808 | 1.4808 | 19.0153 | 30.9229 | 84.4054 | 117.611 | 8.1808 | 1.4808 | 19.0153
U | d132r | 30.9229 | 71.882 | 113.558 | 7.8153 | 1.4808 | 19.0153 | 30.9229 | 84.4054 | 117.541 | 8.1808 | 1.4808 | 19.0153 | 30.9229 | 84.4054 | 115.725 | 8.1808 | 1.4808 | 19.0153
U | d132s | 30.5595 | 68.0691 | 111.452 | 7.8061 | 1.4808 | 19.0153 | 30.9229 | 84.4054 | 117.531 | 8.1808 | 1.4808 | 19.0153 | 30.9229 | 84.4054 | 115.165 | 8.1808 | 1.4808 | 19.0153
U | d132t | 29.7849 | 63.9813 | 107.92 | 7.7997 | 1.4808 | 19.0153 | 30.9229 | 84.4054 | 117.518 | 8.1808 | 1.4808 | 19.0153 | 30.9229 | 84.4054 | 114.398 | 8.1808 | 1.4808 | 19.0153
U | d132u | 28.9298 | 60.6659 | 105.149 | 7.7931 | 1.4808 | 19.0153 | 30.9229 | 84.4054 | 117.511 | 8.1808 | 1.4808 | 19.0153 | 30.9229 | 84.2407 | 114.124 | 8.1808 | 1.4808 | 19.0153
U | d132v | 25.8639 | 50.7952 | 92.8423 | 7.782 | 1.4808 | 19.0153 | 30.9229 | 84.4054 | 117.498 | 8.1808 | 1.4808 | 19.0153 | 30.9229 | 84.1698 | 110.319 | 8.1808 | 1.4808 | 19.0153
U | d132x | 25.1715 | 48.4501 | 90.4851 | 7.7781 | 1.4808 | 19.0153 | 30.9229 | 84.4054 | 117.494 | 8.1808 | 1.4808 | 19.0153 | 30.9229 | 84.1411 | 108.181 | 8.1808 | 1.4808 | 19.0153
U | d132y | 23.6234 | 46.0644 | 82.4529 | 7.7705 | 1.4808 | 19.0153 | 30.9229 | 84.4054 | 117.493 | 8.1808 | 1.4808 | 19.0153 | 30.9229 | 84.103 | 103.171 | 8.1808 | 1.4808 | 19.0153
U | d133a | 22.8172 | 46.8562 | 82.0889 | 7.7683 | 1.4808 | 19.0153 | 30.9229 | 84.4054 | 117.493 | 8.1808 | 1.4808 | 19.0153 | 30.9229 | 84.104 | 103.028 | 8.1808 | 1.4808 | 19.0153
U | d133b | 21.976 | 46.9106 | 81.7892 | 7.7672 | 1.4808 | 19.0153 | 30.9229 | 84.4054 | 117.494 | 8.1808 | 1.4808 | 19.0153 | 30.9229 | 84.1031 | 102.643 | 8.1808 | 1.4808 | 19.0153
U | d133c | 21.5823 | 48.2125 | 83.0358 | 7.7669 | 1.4808 | 19.0153 | 30.9229 | 84.4054 | 117.494 | 8.1808 | 1.4808 | 19.0153 | 30.9229 | 84.1062 | 103.521 | 8.1808 | 1.4808 | 19.0153
U | d133d | 21.3506 | 48.3305 | 82.8938 | 7.7664 | 1.4808 | 19.0153 | 30.9229 | 84.4054 | 117.494 | 8.1808 | 1.4808 | 19.0153 | 30.9229 | 84.107 | 103.685 | 8.1808 | 1.4808 | 19.0153
U | d133e | 21.9106 | 49.933 | 84.3611 | 7.7683 | 1.4808 | 19.0153 | 30.9229 | 84.4054 | 117.493 | 8.1808 | 1.4808 | 19.0153 | 30.9229 | 84.114 | 105.064 | 8.1808 | 1.4808 | 19.0153
U | d133f | 24.2286 | 54.4546 | 87.2917 | 7.7766 | 1.4808 | 19.0153 | 30.9229 | 84.4054 | 117.492 | 8.1808 | 1.4808 | 19.0153 | 30.9229 | 84.1518 | 108.027 | 8.1808 | 1.4808 | 19.0153
U | d133g | 26.3875 | 59.6953 | 96.8751 | 7.7835 | 1.4808 | 19.0153 | 30.9229 | 84.4054 | 117.493 | 8.1808 | 1.4808 | 19.0153 | 30.9229 | 84.1928 | 112.124 | 8.1808 | 1.4808 | 19.0153
U | d133h | 26.8829 | 63.2028 | 105.633 | 7.7857 | 1.4808 | 19.0153 | 30.9229 | 84.4054 | 117.496 | 8.1808 | 1.4808 | 19.0153 | 30.9229 | 84.2082 | 113.981 | 8.1808 | 1.4808 | 19.0153
U | d133i | 27.3701 | 65.2497 | 107.092 | 7.785 | 1.4808 | 19.0153 | 30.9229 | 84.4054 | 117.502 | 8.1808 | 1.4808 | 19.0153 | 30.9229 | 84.2174 | 114.778 | 8.1808 | 1.4808 | 19.0153
U | d133j | 26.9171 | 64.0896 | 106.458 | 7.7848 | 1.4808 | 19.0153 | 30.9229 | 84.4054 | 117.504 | 8.1808 | 1.4808 | 19.0153 | 30.9229 | 84.2161 | 114.743 | 8.1808 | 1.4808 | 19.0153
U | d133k | 26.4948 | 61.6774 | 101.155 | 7.7847 | 1.4808 | 19.0153 | 30.9229 | 84.4054 | 117.502 | 8.1808 | 1.4808 | 19.0153 | 30.9229 | 84.2129 | 114.457 | 8.1808 | 1.4808 | 19.0153
U | d133l | 27.8721 | 66.6806 | 105.698 | 7.7887 | 1.4808 | 19.0153 | 30.9229 | 84.4054 | 117.508 | 8.1808 | 1.4808 | 19.0153 | 30.9229 | 84.2316 | 115.316 | 8.1808 | 1.4808 | 19.0153
U | d133m | 27.3261 | 63.1091 | 99.947 | 7.7872 | 1.4808 | 19.0153 | 30.9229 | 84.4054 | 117.504 | 8.1808 | 1.4808 | 19.0153 | 30.9229 | 84.2185 | 114.817 | 8.1808 | 1.4808 | 19.0153
U | d133n | 27.3587 | 62.4548 | 102.531 | 7.7866 | 1.4808 | 19.0153 | 30.9229 | 84.4054 | 117.504 | 8.1808 | 1.4808 | 19.0153 | 30.9229 | 84.2185 | 114.842 | 8.1808 | 1.4808 | 19.0153
U | d133o | 27.7355 | 63.0065 | 105.979 | 7.7861 | 1.4808 | 19.0153 | 30.9229 | 84.4054 | 117.505 | 8.1808 | 1.4808 | 19.0153 | 30.9229 | 84.2192 | 114.886 | 8.1808 | 1.4808 | 19.0153
U | d133p | 27.725 | 65.2803 | 109.118 | 7.7866 | 1.4808 | 19.0153 | 30.9229 | 84.4054 | 117.507 | 8.1808 | 1.4808 | 19.0153 | 30.9229 | 84.2231 | 115.104 | 8.1808 | 1.4808 | 19.0153
U | d133q | 27.551 | 66.391 | 110.88 | 7.7882 | 1.4808 | 19.0153 | 30.9229 | 84.4054 | 117.511 | 8.1808 | 1.4808 | 19.0153 | 30.9229 | 84.2278 | 115.376 | 8.1808 | 1.4808 | 19.0153
U | d133r | 28.5681 | 68.5552 | 113.126 | 7.792 | 1.4808 | 19.0153 | 30.9229 | 84.4054 | 117.521 | 8.1808 | 1.4808 | 19.0153 | 30.9229 | 84.2812 | 116.008 | 8.1808 | 1.4808 | 19.0153
U | d133s | 26.155 | 60.6388 | 106.935 | 7.7847 | 1.4808 | 19.0153 | 30.9229 | 84.4054 | 117.501 | 8.1808 | 1.4808 | 19.0153 | 30.9229 | 84.2072 | 114.394 | 8.1808 | 1.4808 | 19.0153
U | d133t | 24.963 | 58.1395 | 104.458 | 7.7827 | 1.4808 | 19.0153 | 30.9229 | 84.4054 | 117.497 | 8.1808 | 1.4808 | 19.0153 | 30.9229 | 84.1978 | 113.986 | 8.1808 | 1.4808 | 19.0153
U | d133u | 23.2059 | 51.8138 | 96.0309 | 7.7789 | 1.4808 | 19.0153 | 30.9229 | 84.4054 | 117.49 | 8.1808 | 1.4808 | 19.0153 | 30.9229 | 84.18 | 112.637 | 8.1808 | 1.4808 | 19.0153
U | d133v | 21.4543 | 45.6401 | 87.7788 | 7.7752 | 1.4808 | 19.0153 | 30.9229 | 84.4054 | 117.486 | 8.1808 | 1.4808 | 19.0153 | 30.9229 | 84.1516 | 109.37 | 8.1808 | 1.4808 | 19.0153
U | d133x | 21.5803 | 43.7312 | 86.1987 | 7.771 | 1.4808 | 19.0153 | 30.9229 | 84.4054 | 117.484 | 8.1808 | 1.4808 | 19.0153 | 30.9229 | 84.135 | 107.61 | 8.1808 | 1.4808 | 19.0153
U | d133y | 19.7037 | 41.0075 | 79.4053 | 7.7649 | 1.4808 | 19.0153 | 30.9229 | 84.4054 | 117.485 | 8.1808 | 1.4808 | 19.0153 | 30.9229 | 84.1173 | 104.309 | 8.1808 | 1.4808 | 19.0153
U | d134a | 18.448 | 39.6823 | 76.9911 | 7.7626 | 1.4808 | 19.0153 | 30.9229 | 84.4054 | 117.484 | 8.1808 | 1.4808 | 19.0153 | 30.9229 | 84.1159 | 102.978 | 8.1808 | 1.4808 | 19.0153
U | d134b | 18.0104 | 40.2194 | 78.5411 | 7.7621 | 1.4808 | 19.0153 | 30.9229 | 84.4054 | 117.485 | 8.1808 | 1.4808 | 19.0153 | 30.9229 | 84.1175 | 104.079 | 8.1808 | 1.4808 | 19.0153
U | d134c | 17.9741 | 40.2668 | 79.606 | 7.7627 | 1.4808 | 19.0153 | 30.9229 | 84.4054 | 117.486 | 8.1808 | 1.4808 | 19.0153 | 30.9229 | 84.1201 | 104.95 | 8.1808 | 1.4808 | 19.0153
U | d134d | 18.0004 | 40.2903 | 79.8567 | 7.7626 | 1.4808 | 19.0153 | 30.9229 | 84.4054 | 117.486 | 8.1808 | 1.4808 | 19.0153 | 30.9229 | 84.1221 | 105.731 | 8.1808 | 1.4808 | 19.0153
U | d134e | 18.0732 | 39.5353 | 79.2436 | 7.7622 | 1.4808 | 19.0153 | 30.9229 | 84.4054 | 117.488 | 8.1808 | 1.4808 | 19.0153 | 30.9229 | 84.1286 | 107.276 | 8.1808 | 1.4808 | 19.0153
U | d134f | 18.5686 | 41.0189 | 81.7619 | 7.7628 | 1.4808 | 19.0153 | 30.9229 | 84.4054 | 117.501 | 8.1808 | 1.4808 | 19.0153 | 30.9229 | 84.1673 | 110.362 | 8.1808 | 1.4808 | 19.0153
U | d134g | 20.2905 | 46.6368 | 87.6349 | 7.7682 | 1.4808 | 19.0153 | 30.9229 | 84.4054 | 117.53 | 8.1808 | 1.4808 | 19.0153 | 30.9229 | 84.2347 | 113.764 | 8.1808 | 1.4808 | 19.0153
U | d134h | 23.0878 | 54.3913 | 98.7558 | 7.7753 | 1.4808 | 19.0153 | 30.9229 | 84.4054 | 117.557 | 8.1808 | 1.4808 | 19.0153 | 30.9229 | 84.2756 | 115.51 | 8.1808 | 1.4808 | 19.0153
U | d134i | 23.2939 | 53.622 | 98.9064 | 7.7766 | 1.4808 | 19.0153 | 30.9229 | 84.4054 | 117.556 | 8.1808 | 1.4808 | 19.0153 | 30.9229 | 84.2731 | 115.501 | 8.1808 | 1.4808 | 19.0153
U | d134j | 24.1866 | 55.6795 | 101.978 | 7.7794 | 1.4808 | 19.0153 | 30.9229 | 84.4054 | 117.56 | 8.1808 | 1.4808 | 19.0153 | 30.9229 | 84.2763 | 115.691 | 8.1808 | 1.4808 | 19.0153
U | d134k | 23.2729 | 54.147 | 95.8334 | 7.7778 | 1.4808 | 19.0153 | 30.9229 | 84.4054 | 117.555 | 8.1808 | 1.4808 | 19.0153 | 30.9229 | 84.2738 | 115.437 | 8.1808 | 1.4808 | 19.0153
U | d134l | 24.4539 | 55.649 | 97.4849 | 7.7805 | 1.4808 | 19.0153 | 30.9229 | 84.4054 | 117.557 | 8.1808 | 1.4808 | 19.0153 | 30.9229 | 84.2764 | 115.611 | 8.1808 | 1.4808 | 19.0153
U | d134m | 25.2973 | 55.2445 | 97.4063 | 7.7811 | 1.4808 | 19.0153 | 30.9229 | 84.4054 | 117.557 | 8.1808 | 1.4808 | 19.0153 | 30.9229 | 84.2772 | 115.674 | 8.1808 | 1.4808 | 19.0153
U | d134n | 26.318 | 56.0178 | 98.1146 | 7.7822 | 1.4808 | 19.0153 | 30.9229 | 84.4054 | 117.559 | 8.1808 | 1.4808 | 19.0153 | 30.9229 | 84.2793 | 115.802 | 8.1808 | 1.4808 | 19.0153
U | d134o | 27.0607 | 57.7764 | 100.306 | 7.7829 | 1.4808 | 19.0153 | 30.9229 | 84.4054 | 117.56 | 8.1808 | 1.4808 | 19.0153 | 30.9229 | 84.2811 | 115.881 | 8.1808 | 1.4808 | 19.0153
U | d134p | 28.4517 | 60.9096 | 106.266 | 7.7864 | 1.4808 | 19.0153 | 30.9229 | 84.4054 | 117.567 | 8.1808 | 1.4808 | 19.0153 | 30.9229 | 84.294 | 116.122 | 8.1808 | 1.4808 | 19.0153
U | d134q | 29.2663 | 63.8612 | 110.166 | 7.7906 | 1.4808 | 19.0153 | 30.9229 | 84.4054 | 117.6 | 8.1808 | 1.4808 | 19.0153 | 30.9229 | 84.4054 | 116.564 | 8.1808 | 1.4808 | 19.0153
U | d134r | 29.7007 | 65.2488 | 111.336 | 7.7933 | 1.4808 | 19.0153 | 30.9229 | 84.4054 | 117.715 | 8.1808 | 1.4808 | 19.0153 | 30.9229 | 84.4054 | 117.218 | 8.1808 | 1.4808 | 19.0153
U | d134s | 29.1414 | 61.9423 | 108.303 | 7.7886 | 1.4808 | 19.0153 | 30.9229 | 84.4054 | 117.562 | 8.1808 | 1.4808 | 19.0153 | 30.9229 | 84.2847 | 116.196 | 8.1808 | 1.4808 | 19.0153
U | d134t | 26.0868 | 53.9516 | 98.3295 | 7.7819 | 1.4808 | 19.0153 | 30.9229 | 84.4054 | 117.533 | 8.1808 | 1.4808 | 19.0153 | 30.9229 | 84.2658 | 115.254 | 8.1808 | 1.4808 | 19.0153
U | d134u | 24.8149 | 52.6026 | 97.2548 | 7.78 | 1.4808 | 19.0153 | 30.9229 | 84.4054 | 117.514 | 8.1808 | 1.4808 | 19.0153 | 30.9229 | 84.2577 | 114.864 | 8.1808 | 1.4808 | 19.0153
U | d134v | 23.2442 | 48.9072 | 93.3336 | 7.7743 | 1.4808 | 19.0153 | 30.9229 | 84.4054 | 117.499 | 8.1808 | 1.4808 | 19.0153 | 30.9229 | 84.2477 | 113.809 | 8.1808 | 1.4808 | 19.0153
U | d134x | 22.1328 | 44.3497 | 86.1127 | 7.769 | 1.4808 | 19.0153 | 30.9229 | 84.4054 | 117.484 | 8.1808 | 1.4808 | 19.0153 | 30.9229 | 84.1801 | 111.664 | 8.1808 | 1.4808 | 19.0153
U | d134y | 20.7765 | 44.8956 | 81.7437 | 7.763 | 1.4808 | 19.0153 | 30.9229 | 84.4054 | 117.481 | 8.1808 | 1.4808 | 19.0153 | 30.9229 | 84.1409 | 110.332 | 8.1808 | 1.4808 | 19.0153
U | d135a | 20.1056 | 44.2535 | 79.6386 | 7.7602 | 1.4808 | 19.0153 | 30.9229 | 84.4054 | 117.481 | 8.1808 | 1.4808 | 19.0153 | 30.9229 | 84.1392 | 109.45 | 8.1808 | 1.4808 | 19.0153
U | d135b | 19.9615 | 45.0281 | 81.014 | 7.7595 | 1.4808 | 19.0153 | 30.9229 | 84.4054 | 117.482 | 8.1808 | 1.4808 | 19.0153 | 30.9229 | 84.1417 | 109.992 | 8.1808 | 1.4808 | 19.0153
U | d135c | 20.1078 | 45.2098 | 81.9053 | 7.7595 | 1.4808 | 19.0153 | 30.9229 | 84.4054 | 117.482 | 8.1808 | 1.4808 | 19.0153 | 30.9229 | 84.1477 | 110.63 | 8.1808 | 1.4808 | 19.0153
U | d135d | 20.1372 | 44.7232 | 82.1492 | 7.7596 | 1.4808 | 19.0153 | 30.9229 | 84.4054 | 117.482 | 8.1808 | 1.4808 | 19.0153 | 30.9229 | 84.1475 | 110.689 | 8.1808 | 1.4808 | 19.0153
U | d135e | 20.2929 | 44.0994 | 82.6334 | 7.7596 | 1.4808 | 19.0153 | 30.9229 | 84.4054 | 117.487 | 8.1808 | 1.4808 | 19.0153 | 30.9229 | 84.1728 | 112.318 | 8.1808 | 1.4808 | 19.0153
U | d135f | 20.8074 | 45.1398 | 85.5797 | 7.7616 | 1.4808 | 19.0153 | 30.9229 | 84.4054 | 117.512 | 8.1808 | 1.4808 | 19.0153 | 30.9229 | 84.2542 | 115.025 | 8.1808 | 1.4808 | 19.0153
U | d135g | 24.7727 | 52.9228 | 95.2316 | 7.7715 | 1.4808 | 19.0153 | 30.9229 | 84.4054 | 117.715 | 8.1808 | 1.4808 | 19.0153 | 30.9229 | 84.4054 | 117.53 | 8.1808 | 1.4808 | 19.0153
U | d135h | 28.4783 | 63.4168 | 108.78 | 7.7836 | 1.4808 | 19.0153 | 30.9229 | 84.4054 | 117.715 | 8.1808 | 1.4808 | 19.0153 | 30.9229 | 84.4054 | 117.715 | 8.1808 | 1.4808 | 19.0153
U | d135i | 28.5897 | 61.6905 | 106.855 | 7.7851 | 1.4808 | 19.0153 | 30.9229 | 84.4054 | 117.715 | 8.1808 | 1.4808 | 19.0153 | 30.9229 | 84.4054 | 117.715 | 8.1808 | 1.4808 | 19.0153
U | d135j | 28.7378 | 60.5104 | 104.661 | 7.7873 | 1.4808 | 19.0153 | 30.9229 | 84.4054 | 117.715 | 8.1808 | 1.4808 | 19.0153 | 30.9229 | 84.4054 | 117.715 | 8.1808 | 1.4808 | 19.0153
U | d135k | 28.8574 | 60.9539 | 104.69 | 7.7886 | 1.4808 | 19.0153 | 30.9229 | 84.4054 | 117.715 | 8.1808 | 1.4808 | 19.0153 | 30.9229 | 84.4054 | 117.715 | 8.1808 | 1.4808 | 19.0153
U | d135l | 29.0779 | 59.543 | 102.252 | 7.7879 | 1.4808 | 19.0153 | 30.9229 | 84.4054 | 117.715 | 8.1808 | 1.4808 | 19.0153 | 30.9229 | 84.4054 | 117.715 | 8.1808 | 1.4808 | 19.0153
U | d135m | 30.1711 | 63.3602 | 108.438 | 7.7935 | 1.4808 | 19.0153 | 30.9229 | 84.4054 | 117.715 | 8.1808 | 1.4808 | 19.0153 | 30.9229 | 84.4054 | 117.715 | 8.1808 | 1.4808 | 19.0153
U | d135n | 30.182 | 61.9252 | 107.418 | 7.7924 | 1.4808 | 19.0153 | 30.9229 | 84.4054 | 117.715 | 8.1808 | 1.4808 | 19.0153 | 30.9229 | 84.4054 | 117.715 | 8.1808 | 1.4808 | 19.0153
U | d135o | 30.1618 | 60.0412 | 106.752 | 7.7913 | 1.4808 | 19.0153 | 30.9229 | 84.4054 | 117.715 | 8.1808 | 1.4808 | 19.0153 | 30.9229 | 84.4054 | 117.715 | 8.1808 | 1.4808 | 19.0153
U | d135p | 30.325 | 61.0809 | 108.53 | 7.7936 | 1.4808 | 19.0153 | 30.9229 | 84.4054 | 117.715 | 8.1808 | 1.4808 | 19.0153 | 30.9229 | 84.4054 | 117.715 | 8.1808 | 1.4808 | 19.0153
U | d135q | 30.7694 | 67.2298 | 113.144 | 7.8041 | 1.4808 | 19.0153 | 30.9229 | 84.4054 | 117.715 | 8.1808 | 1.4808 | 19.0153 | 30.9229 | 84.4054 | 117.715 | 8.1808 | 1.4808 | 19.0153
U | d135r | 30.3815 | 65.1265 | 112.147 | 7.7969 | 1.4808 | 19.0153 | 30.9229 | 84.4054 | 117.715 | 8.1808 | 1.4808 | 19.0153 | 30.9229 | 84.4054 | 117.715 | 8.1808 | 1.4808 | 19.0153
U | d135s | 29.3895 | 58.8857 | 106.784 | 7.789 | 1.4808 | 19.0153 | 30.9229 | 84.4054 | 117.715 | 8.1808 | 1.4808 | 19.0153 | 30.9229 | 84.4054 | 117.715 | 8.1808 | 1.4808 | 19.0153
U | d135t | 28.1951 | 55.4891 | 102.254 | 7.787 | 1.4808 | 19.0153 | 30.9229 | 84.4054 | 117.715 | 8.1808 | 1.4808 | 19.0153 | 30.9229 | 84.4054 | 117.715 | 8.1808 | 1.4808 | 19.0153
U | d135u | 26.681 | 53.8911 | 101.285 | 7.7838 | 1.4808 | 19.0153 | 30.9229 | 84.4054 | 117.549 | 8.1808 | 1.4808 | 19.0153 | 30.9229 | 84.4054 | 117.715 | 8.1808 | 1.4808 | 19.0153
U | d135v | 23.3425 | 44.9427 | 90.5498 | 7.7743 | 1.4808 | 19.0153 | 30.9229 | 84.4054 | 117.5 | 8.1808 | 1.4808 | 19.0153 | 30.9229 | 84.4054 | 117.25 | 8.1808 | 1.4808 | 19.0153
U | d135x | 21.56 | 40.2607 | 84.2109 | 7.7695 | 1.4808 | 19.0153 | 30.9229 | 84.4054 | 117.48 | 8.1808 | 1.4808 | 19.0153 | 30.9229 | 84.4054 | 116.504 | 8.1808 | 1.4808 | 19.0153
U | d135y | 21.0133 | 41.9414 | 82.02 | 7.7635 | 1.4808 | 19.0153 | 30.9229 | 84.4054 | 117.476 | 8.1808 | 1.4808 | 19.0153 | 30.9229 | 84.1698 | 114.92 | 8.1808 | 1.4808 | 19.0153
U | d136a | 20.6075 | 42.3601 | 82.2142 | 7.7606 | 1.4808 | 19.0153 | 30.9229 | 84.4054 | 117.476 | 8.1808 | 1.4808 | 19.0153 | 30.9229 | 84.1793 | 114.949 | 8.1808 | 1.4808 | 19.0153
U | d136b | 20.364 | 43.154 | 83.8304 | 7.7595 | 1.4808 | 19.0153 | 30.9229 | 84.4054 | 117.476 | 8.1808 | 1.4808 | 19.0153 | 30.9229 | 84.1899 | 115.54 | 8.1808 | 1.4808 | 19.0153
U | d136c | 19.8209 | 42.9523 | 83.812 | 7.7588 | 1.4808 | 19.0153 | 30.9229 | 84.4054 | 117.476 | 8.1808 | 1.4808 | 19.0153 | 30.9229 | 84.2068 | 115.653 | 8.1808 | 1.4808 | 19.0153
U | d136d | 19.7406 | 44.0047 | 84.9611 | 7.759 | 1.4808 | 19.0153 | 30.9229 | 84.4054 | 117.476 | 8.1808 | 1.4808 | 19.0153 | 30.9229 | 84.2148 | 115.927 | 8.1808 | 1.4808 | 19.0153
U | d136e | 20.3929 | 46.7236 | 87.7489 | 7.7622 | 1.4808 | 19.0153 | 30.9229 | 84.4054 | 117.478 | 8.1808 | 1.4808 | 19.0153 | 30.9229 | 84.4054 | 116.631 | 8.1808 | 1.4808 | 19.0153
U | d136f | 23.5324 | 54.8878 | 95.1181 | 7.7725 | 1.4808 | 19.0153 | 30.9229 | 84.4054 | 117.504 | 8.1808 | 1.4808 | 19.0153 | 30.9229 | 84.4054 | 117.279 | 8.1808 | 1.4808 | 19.0153
U | d136g | 27.7904 | 62.2331 | 106.401 | 7.7869 | 1.4808 | 19.0153 | 30.9229 | 84.4054 | 117.556 | 8.1808 | 1.4808 | 19.0153 | 30.9229 | 84.4054 | 117.715 | 8.1808 | 1.4808 | 19.0153
U | d136h | 29.6399 | 67.6745 | 113.852 | 7.7965 | 1.4808 | 19.0153 | 30.9229 | 84.4054 | 117.715 | 8.1808 | 1.4808 | 19.0153 | 30.9229 | 84.4054 | 117.715 | 8.1808 | 1.4808 | 19.0153
U | d136i | 29.7569 | 65.0785 | 112.785 | 7.7988 | 1.4808 | 19.0153 | 30.9229 | 84.4054 | 117.715 | 8.1808 | 1.4808 | 19.0153 | 30.9229 | 84.4054 | 117.715 | 8.1808 | 1.4808 | 19.0153
U | d136j | 29.2925 | 58.4019 | 107.02 | 7.7968 | 1.4808 | 19.0153 | 30.9229 | 84.4054 | 117.715 | 8.1808 | 1.4808 | 19.0153 | 30.9229 | 84.4054 | 117.715 | 8.1808 | 1.4808 | 19.0153
U | d136k | 29.8599 | 59.777 | 108.117 | 7.8015 | 1.4808 | 19.0153 | 30.9229 | 84.4054 | 117.715 | 8.1808 | 1.4808 | 19.0153 | 30.9229 | 84.4054 | 117.715 | 8.1808 | 1.4808 | 19.0153
U | d136l | 30.0722 | 58.2311 | 105.845 | 7.8012 | 1.4808 | 19.0153 | 30.9229 | 84.4054 | 117.715 | 8.1808 | 1.4808 | 19.0153 | 30.9229 | 84.4054 | 117.715 | 8.1808 | 1.4808 | 19.0153
U | d136m | 30.3196 | 58.4226 | 106.274 | 7.8015 | 1.4808 | 19.0153 | 30.9229 | 84.4054 | 117.715 | 8.1808 | 1.4808 | 19.0153 | 30.9229 | 84.4054 | 117.715 | 8.1808 | 1.4808 | 19.0153
U | d136n | 30.152 | 58.1986 | 106.84 | 7.8016 | 1.4808 | 19.0153 | 30.9229 | 84.4054 | 117.715 | 8.1808 | 1.4808 | 19.0153 | 30.9229 | 84.4054 | 117.715 | 8.1808 | 1.4808 | 19.0153
U | d136o | 30.3729 | 63.0334 | 112.01 | 7.8073 | 1.4808 | 19.0153 | 30.9229 | 84.4054 | 117.715 | 8.1808 | 1.4808 | 19.0153 | 30.9229 | 84.4054 | 117.715 | 8.1808 | 1.4808 | 19.0153
U | d136p | 29.9681 | 64.2716 | 112.903 | 7.805 | 1.4808 | 19.0153 | 30.9229 | 84.4054 | 117.715 | 8.1808 | 1.4808 | 19.0153 | 30.9229 | 84.4054 | 117.715 | 8.1808 | 1.4808 | 19.0153
U | d136q | 29.9996 | 70.9244 | 116.155 | 7.8049 | 1.4808 | 19.0153 | 30.9229 | 84.4054 | 117.715 | 8.1808 | 1.4808 | 19.0153 | 30.9229 | 84.4054 | 117.715 | 8.1808 | 1.4808 | 19.0153
U | d136r | 29.886 | 70.1222 | 115.781 | 7.8038 | 1.4808 | 19.0153 | 30.9229 | 84.4054 | 117.715 | 8.1808 | 1.4808 | 19.0153 | 30.9229 | 84.4054 | 117.715 | 8.1808 | 1.4808 | 19.0153
U | d136s | 28.8066 | 66.2922 | 114.163 | 7.7977 | 1.4808 | 19.0153 | 30.9229 | 84.4054 | 117.715 | 8.1808 | 1.4808 | 19.0153 | 30.9229 | 84.4054 | 117.715 | 8.1808 | 1.4808 | 19.0153
U | d136t | 26.2678 | 59.7426 | 109.982 | 7.7901 | 1.4808 | 19.0153 | 30.9229 | 84.4054 | 117.669 | 8.1808 | 1.4808 | 19.0153 | 30.9229 | 84.4054 | 117.715 | 8.1808 | 1.4808 | 19.0153
U | d136u | 24.4395 | 53.6592 | 103.565 | 7.7827 | 1.4808 | 19.0153 | 30.9229 | 84.4054 | 117.522 | 8.1808 | 1.4808 | 19.0153 | 30.9229 | 84.4054 | 117.111 | 8.1808 | 1.4808 | 19.0153
U | d136v | 22.5663 | 50.6291 | 100.271 | 7.7782 | 1.4808 | 19.0153 | 30.9229 | 84.4054 | 117.507 | 8.1808 | 1.4808 | 19.0153 | 30.9229 | 84.2771 | 116.338 | 8.1808 | 1.4808 | 19.0153
U | d136x | 20.5472 | 44.1375 | 90.9124 | 7.7702 | 1.4808 | 19.0153 | 30.9229 | 84.4054 | 117.474 | 8.1808 | 1.4808 | 19.0153 | 30.9229 | 84.2371 | 114.539 | 8.1808 | 1.4808 | 19.0153
U | d136y | 19.8706 | 44.4463 | 87.2204 | 7.7652 | 1.4808 | 19.0153 | 30.9229 | 84.4054 | 117.472 | 8.1808 | 1.4808 | 19.0153 | 30.9229 | 84.1604 | 113.423 | 8.1808 | 1.4808 | 19.0153
U | d137a | 19.1364 | 43.0843 | 84.4427 | 7.7622 | 1.4808 | 19.0153 | 30.9229 | 84.4054 | 117.47 | 8.1808 | 1.4808 | 19.0153 | 30.9229 | 84.1539 | 112.56 | 8.1808 | 1.4808 | 19.0153
U | d137b | 19.2075 | 44.4645 | 86.2816 | 7.7617 | 1.4808 | 19.0153 | 30.9229 | 84.4054 | 117.471 | 8.1808 | 1.4808 | 19.0153 | 30.9229 | 84.1617 | 113.213 | 8.1808 | 1.4808 | 19.0153
U | d137c | 19.5059 | 44.6075 | 86.7688 | 7.7615 | 1.4808 | 19.0153 | 30.9229 | 84.4054 | 117.47 | 8.1808 | 1.4808 | 19.0153 | 30.9229 | 84.1629 | 113.232 | 8.1808 | 1.4808 | 19.0153
U | d137d | 19.8858 | 45.1909 | 87.7224 | 7.7623 | 1.4808 | 19.0153 | 30.9229 | 84.4054 | 117.471 | 8.1808 | 1.4808 | 19.0153 | 30.9229 | 84.1643 | 113.371 | 8.1808 | 1.4808 | 19.0153
U | d137e | 21.0305 | 47.3993 | 89.0682 | 7.7648 | 1.4808 | 19.0153 | 30.9229 | 84.4054 | 117.475 | 8.1808 | 1.4808 | 19.0153 | 30.9229 | 84.1563 | 112.857 | 8.1808 | 1.4808 | 19.0153
U | d137f | 24.4125 | 54.0878 | 95.9792 | 7.7772 | 1.4808 | 19.0153 | 30.9229 | 84.4054 | 117.512 | 8.1808 | 1.4808 | 19.0153 | 30.9229 | 84.1696 | 113.885 | 8.1808 | 1.4808 | 19.0153
U | d137g | 28.3355 | 62.7523 | 107.894 | 7.7975 | 1.4808 | 19.0153 | 30.9229 | 84.4054 | 117.715 | 8.1808 | 1.4808 | 19.0153 | 30.9229 | 84.259 | 115.584 | 8.1808 | 1.4808 | 19.0153
U | d137h | 29.7796 | 67.6932 | 114.042 | 7.8061 | 1.4808 | 19.0153 | 30.9229 | 84.4054 | 117.715 | 8.1808 | 1.4808 | 19.0153 | 30.9229 | 84.2808 | 116.379 | 8.1808 | 1.4808 | 19.0153
U | d137i | 29.9803 | 63.9945 | 113.206 | 7.8054 | 1.4808 | 19.0153 | 30.9229 | 84.4054 | 117.715 | 8.1808 | 1.4808 | 19.0153 | 30.9229 | 84.2855 | 116.481 | 8.1808 | 1.4808 | 19.0153
U | d137j | 29.9001 | 60.2353 | 111.216 | 7.8112 | 1.4808 | 19.0153 | 30.9229 | 84.4054 | 117.715 | 8.1808 | 1.4808 | 19.0153 | 30.9229 | 84.2879 | 116.565 | 8.1808 | 1.4808 | 19.0153
U | d137k | 29.6819 | 59.1491 | 109.905 | 7.8074 | 1.4808 | 19.0153 | 30.9229 | 84.4054 | 117.715 | 8.1808 | 1.4808 | 19.0153 | 30.9229 | 84.2904 | 116.675 | 8.1808 | 1.4808 | 19.0153
U | d137l | 29.9062 | 59.3204 | 109.397 | 7.8084 | 1.4808 | 19.0153 | 30.9229 | 84.4054 | 117.715 | 8.1808 | 1.4808 | 19.0153 | 30.9229 | 84.2933 | 116.741 | 8.1808 | 1.4808 | 19.0153
U | d137m | 29.9488 | 60.1146 | 110.386 | 7.8087 | 1.4808 | 19.0153 | 30.9229 | 84.4054 | 117.715 | 8.1808 | 1.4808 | 19.0153 | 30.9229 | 84.2928 | 116.736 | 8.1808 | 1.4808 | 19.0153
U | d137n | 29.9847 | 63.261 | 112.437 | 7.81 | 1.4808 | 19.0153 | 30.9229 | 84.4054 | 117.715 | 8.1808 | 1.4808 | 19.0153 | 30.9229 | 84.2956 | 116.789 | 8.1808 | 1.4808 | 19.0153
U | d137o | 29.816 | 63.6798 | 112.589 | 7.8089 | 1.4808 | 19.0153 | 30.9229 | 84.4054 | 117.715 | 8.1808 | 1.4808 | 19.0153 | 30.9229 | 84.2916 | 116.703 | 8.1808 | 1.4808 | 19.0153
U | d137p | 30.1791 | 68.8979 | 115.186 | 7.816 | 1.4808 | 19.0153 | 30.9229 | 84.4054 | 117.715 | 8.1808 | 1.4808 | 19.0153 | 30.9229 | 84.3065 | 116.878 | 8.1808 | 1.4808 | 19.0153
U | d137q | 30.1717 | 72.1191 | 116.663 | 7.8164 | 1.4808 | 19.0153 | 30.9229 | 84.4054 | 117.715 | 8.1808 | 1.4808 | 19.0153 | 30.9229 | 84.4054 | 117.177 | 8.1808 | 1.4808 | 19.0153
U | d137r | 30.7627 | 78.1278 | 117.715 | 7.8294 | 1.4808 | 19.0153 | 30.9229 | 84.4054 | 117.715 | 8.1808 | 1.4808 | 19.0153 | 30.9229 | 84.4054 | 117.715 | 8.1808 | 1.4808 | 19.0153
U | d137s | 29.939 | 69.9082 | 116.053 | 7.8103 | 1.4808 | 19.0153 | 30.9229 | 84.4054 | 117.715 | 8.1808 | 1.4808 | 19.0153 | 30.9229 | 84.2931 | 116.735 | 8.1808 | 1.4808 | 19.0153
U | d137t | 28.7946 | 63.8498 | 113.709 | 7.8002 | 1.4808 | 19.0153 | 30.9229 | 84.4054 | 117.715 | 8.1808 | 1.4808 | 19.0153 | 30.9229 | 84.2452 | 115.981 | 8.1808 | 1.4808 | 19.0153
U | d137u | 25.4924 | 53.9675 | 105.592 | 7.7867 | 1.4808 | 19.0153 | 30.9229 | 84.4054 | 117.518 | 8.1808 | 1.4808 | 19.0153 | 30.9229 | 84.1808 | 114.557 | 8.1808 | 1.4808 | 19.0153
U | d137v | 23.9563 | 52.0183 | 102.669 | 7.7805 | 1.4808 | 19.0153 | 30.9229 | 84.4054 | 117.505 | 8.1808 | 1.4808 | 19.0153 | 30.9229 | 84.1689 | 114.098 | 8.1808 | 1.4808 | 19.0153
U | d137x | 22.3677 | 47.251 | 96.0781 | 7.7736 | 1.4808 | 19.0153 | 30.9229 | 84.4054 | 117.471 | 8.1808 | 1.4808 | 19.0153 | 30.9229 | 84.145 | 111.868 | 8.1808 | 1.4808 | 19.0153
U | d137y | 21.4346 | 46.6936 | 90.5741 | 7.7687 | 1.4808 | 19.0153 | 30.9229 | 84.4054 | 117.464 | 8.1808 | 1.4808 | 19.0153 | 30.9229 | 84.1377 | 110.883 | 8.1808 | 1.4808 | 19.0153
U | d138a | 20.7928 | 45.4385 | 88.5298 | 7.7658 | 1.4808 | 19.0153 | 30.9229 | 84.4054 | 117.461 | 8.1808 | 1.4808 | 19.0153 | 30.9229 | 84.1353 | 109.902 | 8.1808 | 1.4808 | 19.0153
U | d138b | 20.8748 | 46.4674 | 90.0674 | 7.7657 | 1.4808 | 19.0153 | 30.9229 | 84.4054 | 117.465 | 8.1808 | 1.4808 | 19.0153 | 30.9229 | 84.1364 | 110.569 | 8.1808 | 1.4808 | 19.0153
U | d138c | 20.8714 | 46.7394 | 90.7298 | 7.7657 | 1.4808 | 19.0153 | 30.9229 | 84.4054 | 117.466 | 8.1808 | 1.4808 | 19.0153 | 30.9229 | 84.1361 | 110.446 | 8.1808 | 1.4808 | 19.0153
U | d138d | 20.8514 | 46.7707 | 90.5885 | 7.7653 | 1.4808 | 19.0153 | 30.9229 | 84.4054 | 117.466 | 8.1808 | 1.4808 | 19.0153 | 30.9229 | 84.1357 | 110.37 | 8.1808 | 1.4808 | 19.0153
U | d138e | 21.8464 | 48.827 | 92.5753 | 7.7689 | 1.4808 | 19.0153 | 30.9229 | 84.4054 | 117.483 | 8.1808 | 1.4808 | 19.0153 | 30.9229 | 84.1351 | 110.095 | 8.1808 | 1.4808 | 19.0153
U | d138f | 25.168 | 55.3947 | 97.9381 | 7.7827 | 1.4808 | 19.0153 | 30.9229 | 84.4054 | 117.522 | 8.1808 | 1.4808 | 19.0153 | 30.9229 | 84.1398 | 111.051 | 8.1808 | 1.4808 | 19.0153
U | d138g | 29.3242 | 62.0972 | 106.929 | 7.8018 | 1.4808 | 19.0153 | 30.9229 | 84.4054 | 117.715 | 8.1808 | 1.4808 | 19.0153 | 30.9229 | 84.1581 | 112.637 | 8.1808 | 1.4808 | 19.0153
U | d138h | 30.1054 | 65.5342 | 112.814 | 7.8086 | 1.4808 | 19.0153 | 30.9229 | 84.4054 | 117.715 | 8.1808 | 1.4808 | 19.0153 | 30.9229 | 84.1793 | 114.283 | 8.1808 | 1.4808 | 19.0153
U | d138i | 30.1751 | 61.9211 | 111.118 | 7.8064 | 1.4808 | 19.0153 | 30.9229 | 84.4054 | 117.715 | 8.1808 | 1.4808 | 19.0153 | 30.9229 | 84.184 | 114.542 | 8.1808 | 1.4808 | 19.0153
U | d138j | 30.5657 | 61.2986 | 110.331 | 7.8179 | 1.4808 | 19.0153 | 30.9229 | 84.4054 | 117.715 | 8.1808 | 1.4808 | 19.0153 | 30.9229 | 84.1949 | 115.409 | 8.1808 | 1.4808 | 19.0153
U | d138k | 30.3548 | 61.0048 | 110.177 | 7.8173 | 1.4808 | 19.0153 | 30.9229 | 84.4054 | 117.715 | 8.1808 | 1.4808 | 19.0153 | 30.9229 | 84.2058 | 115.893 | 8.1808 | 1.4808 | 19.0153
U | d138l | 30.5614 | 60.5431 | 109.236 | 7.8235 | 1.4808 | 19.0153 | 30.9229 | 84.4054 | 117.715 | 8.1808 | 1.4808 | 19.0153 | 30.9229 | 84.2101 | 116.034 | 8.1808 | 1.4808 | 19.0153
U | d138m | 30.7503 | 60.7496 | 109.609 | 7.8304 | 1.4808 | 19.0153 | 30.9229 | 84.4054 | 117.715 | 8.1808 | 1.4808 | 19.0153 | 30.9229 | 84.2149 | 116.087 | 8.1808 | 1.4808 | 19.0153
U | d138n | 30.9229 | 65.2004 | 113.317 | 7.8643 | 1.4808 | 19.0153 | 30.9229 | 84.4054 | 117.715 | 8.1808 | 1.4808 | 19.0153 | 30.9229 | 84.3105 | 116.714 | 8.1808 | 1.4808 | 19.0153
U | d138o | 30.546 | 62.6325 | 112.591 | 7.8223 | 1.4808 | 19.0153 | 30.9229 | 84.4054 | 117.715 | 8.1808 | 1.4808 | 19.0153 | 30.9229 | 84.2117 | 115.979 | 8.1808 | 1.4808 | 19.0153
U | d138p | 30.8923 | 68.4835 | 115.316 | 7.8416 | 1.4808 | 19.0153 | 30.9229 | 84.4054 | 117.715 | 8.1808 | 1.4808 | 19.0153 | 30.9229 | 84.2421 | 116.363 | 8.1808 | 1.4808 | 19.0153
U | d138q | 30.5045 | 69.0713 | 115.914 | 7.822 | 1.4808 | 19.0153 | 30.9229 | 84.4054 | 117.715 | 8.1808 | 1.4808 | 19.0153 | 30.9229 | 84.208 | 115.814 | 8.1808 | 1.4808 | 19.0153
U | d138r | 30.4961 | 68.3653 | 115.719 | 7.8221 | 1.4808 | 19.0153 | 30.9229 | 84.4054 | 117.715 | 8.1808 | 1.4808 | 19.0153 | 30.9229 | 84.203 | 115.58 | 8.1808 | 1.4808 | 19.0153
U | d138s | 30.2134 | 65.596 | 114.608 | 7.8139 | 1.4808 | 19.0153 | 30.9229 | 84.4054 | 117.715 | 8.1808 | 1.4808 | 19.0153 | 30.9229 | 84.1917 | 115.09 | 8.1808 | 1.4808 | 19.0153
U | d138t | 29.3821 | 60.0911 | 111.812 | 7.8035 | 1.4808 | 19.0153 | 30.9229 | 84.4054 | 117.715 | 8.1808 | 1.4808 | 19.0153 | 30.9229 | 84.1748 | 113.588 | 8.1808 | 1.4808 | 19.0153
U | d138u | 27.3091 | 52.6146 | 105.029 | 7.7917 | 1.4808 | 19.0153 | 30.9229 | 84.4054 | 117.481 | 8.1808 | 1.4808 | 19.0153 | 30.9229 | 84.1623 | 112.549 | 8.1808 | 1.4808 | 19.0153
U | d138v | 25.0354 | 48.9819 | 100.839 | 7.7824 | 1.4808 | 19.0153 | 30.9229 | 84.4054 | 117.458 | 8.1808 | 1.4808 | 19.0153 | 30.9229 | 84.1577 | 112.557 | 8.1808 | 1.4808 | 19.0153
U | d138x | 23.0957 | 44.5086 | 94.7441 | 7.7773 | 1.4808 | 19.0153 | 30.9229 | 84.4054 | 117.439 | 8.1808 | 1.4808 | 19.0153 | 30.9229 | 84.1377 | 110.251 | 8.1808 | 1.4808 | 19.0153
U | d138y | 21.7712 | 44.5245 | 91.0787 | 7.7713 | 1.4808 | 19.0153 | 30.9229 | 84.4054 | 117.43 | 8.1808 | 1.4808 | 19.0153 | 30.9229 | 84.1343 | 109.949 | 8.1808 | 1.4808 | 19.0153
U | d139a | 20.7863 | 43.4873 | 89.5283 | 7.7667 | 1.4808 | 19.0153 | 30.9229 | 84.4054 | 117.426 | 8.1808 | 1.4808 | 19.0153 | 30.9229 | 84.1321 | 109.234 | 8.1808 | 1.4808 | 19.0153
U | d139b | 20.5781 | 45.0282 | 92.1517 | 7.7661 | 1.4808 | 19.0153 | 30.9229 | 84.4054 | 117.43 | 8.1808 | 1.4808 | 19.0153 | 30.9229 | 84.1353 | 110.558 | 8.1808 | 1.4808 | 19.0153
U | d139c | 20.3639 | 45.2157 | 92.0812 | 7.7666 | 1.4808 | 19.0153 | 30.9229 | 84.4054 | 117.433 | 8.1808 | 1.4808 | 19.0153 | 30.9229 | 84.1384 | 111.074 | 8.1808 | 1.4808 | 19.0153
U | d139d | 19.8974 | 44.568 | 91.4642 | 7.766 | 1.4808 | 19.0153 | 30.9229 | 84.4054 | 117.433 | 8.1808 | 1.4808 | 19.0153 | 30.9229 | 84.1381 | 111.264 | 8.1808 | 1.4808 | 19.0153
U | d139e | 20.6553 | 47.2291 | 94.1337 | 7.7694 | 1.4808 | 19.0153 | 30.9229 | 84.4054 | 117.432 | 8.1808 | 1.4808 | 19.0153 | 30.9229 | 84.1523 | 112.601 | 8.1808 | 1.4808 | 19.0153
U | d139f | 23.9915 | 54.5352 | 100.726 | 7.7825 | 1.4808 | 19.0153 | 30.9229 | 84.4054 | 117.429 | 8.1808 | 1.4808 | 19.0153 | 30.9229 | 84.1925 | 114.388 | 8.1808 | 1.4808 | 19.0153
U | d139g | 27.438 | 59.7398 | 108.156 | 7.7989 | 1.4808 | 19.0153 | 30.9229 | 84.4054 | 117.433 | 8.1808 | 1.4808 | 19.0153 | 30.9229 | 84.4054 | 115.994 | 8.1808 | 1.4808 | 19.0153
U | d139h | 28.7031 | 62.3293 | 113.033 | 7.8034 | 1.4808 | 19.0153 | 30.9229 | 84.4054 | 117.45 | 8.1808 | 1.4808 | 19.0153 | 30.9229 | 84.4054 | 117.527 | 8.1808 | 1.4808 | 19.0153
U | d139i | 29.5681 | 63.3536 | 114.243 | 7.8056 | 1.4808 | 19.0153 | 30.9229 | 84.4054 | 117.463 | 8.1808 | 1.4808 | 19.0153 | 30.9229 | 84.4054 | 117.715 | 8.1808 | 1.4808 | 19.0153
U | d139j | 29.7706 | 62.9814 | 114.425 | 7.8147 | 1.4808 | 19.0153 | 30.9229 | 84.4054 | 117.475 | 8.1808 | 1.4808 | 19.0153 | 30.9229 | 84.4054 | 117.715 | 8.1808 | 1.4808 | 19.0153
U | d139k | 29.3648 | 62.1706 | 114.077 | 7.8107 | 1.4808 | 19.0153 | 30.9229 | 84.4054 | 117.479 | 8.1808 | 1.4808 | 19.0153 | 30.9229 | 84.4054 | 117.715 | 8.1808 | 1.4808 | 19.0153
U | d139l | 29.5415 | 60.5744 | 113.366 | 7.8125 | 1.4808 | 19.0153 | 30.9229 | 84.4054 | 117.483 | 8.1808 | 1.4808 | 19.0153 | 30.9229 | 84.4054 | 117.715 | 8.1808 | 1.4808 | 19.0153
U | d139m | 29.8989 | 61.7233 | 113.821 | 7.8178 | 1.4808 | 19.0153 | 30.9229 | 84.4054 | 117.493 | 8.1808 | 1.4808 | 19.0153 | 30.9229 | 84.4054 | 117.715 | 8.1808 | 1.4808 | 19.0153
U | d139n | 29.9544 | 63.4463 | 114.405 | 7.8236 | 1.4808 | 19.0153 | 30.9229 | 84.4054 | 117.494 | 8.1808 | 1.4808 | 19.0153 | 30.9229 | 84.4054 | 117.715 | 8.1808 | 1.4808 | 19.0153
U | d139o | 30.1488 | 66.1258 | 115.274 | 7.8343 | 1.4808 | 19.0153 | 30.9229 | 84.4054 | 117.502 | 8.1808 | 1.4808 | 19.0153 | 30.9229 | 84.4054 | 117.715 | 8.1808 | 1.4808 | 19.0153
U | d139p | 30.0615 | 68.3601 | 115.8 | 7.8386 | 1.4808 | 19.0153 | 30.9229 | 84.4054 | 117.498 | 8.1808 | 1.4808 | 19.0153 | 30.9229 | 84.4054 | 117.715 | 8.1808 | 1.4808 | 19.0153
U | d139q | 29.9781 | 71.1509 | 116.866 | 7.8391 | 1.4808 | 19.0153 | 30.9229 | 84.4054 | 117.512 | 8.1808 | 1.4808 | 19.0153 | 30.9229 | 84.4054 | 117.715 | 8.1808 | 1.4808 | 19.0153
U | d139r | 29.9989 | 70.6218 | 116.763 | 7.8333 | 1.4808 | 19.0153 | 30.9229 | 84.4054 | 117.504 | 8.1808 | 1.4808 | 19.0153 | 30.9229 | 84.4054 | 117.715 | 8.1808 | 1.4808 | 19.0153
U | d139s | 29.5142 | 66.5219 | 115.438 | 7.8098 | 1.4808 | 19.0153 | 30.9229 | 84.4054 | 117.474 | 8.1808 | 1.4808 | 19.0153 | 30.9229 | 84.4054 | 117.715 | 8.1808 | 1.4808 | 19.0153
U | d139t | 28.1367 | 60.2589 | 112.959 | 7.7962 | 1.4808 | 19.0153 | 30.9229 | 84.4054 | 117.44 | 8.1808 | 1.4808 | 19.0153 | 30.9229 | 84.4054 | 117.143 | 8.1808 | 1.4808 | 19.0153
U | d139u | 25.557 | 53.862 | 107.839 | 7.7859 | 1.4808 | 19.0153 | 30.9229 | 84.4054 | 117.411 | 8.1808 | 1.4808 | 19.0153 | 30.9229 | 84.2824 | 115.893 | 8.1808 | 1.4808 | 19.0153
U | d139v | 22.8497 | 48.8144 | 101.761 | 7.7774 | 1.4808 | 19.0153 | 30.9229 | 84.4054 | 117.392 | 8.1808 | 1.4808 | 19.0153 | 30.9229 | 84.2614 | 113.977 | 8.1808 | 1.4808 | 19.0153
U | d139x | 20.9069 | 44.197 | 94.9592 | 7.7717 | 1.4808 | 19.0153 | 30.9229 | 84.4054 | 117.377 | 8.1808 | 1.4808 | 19.0153 | 30.9229 | 84.1711 | 110.99 | 8.1808 | 1.4808 | 19.0153
U | d139y | 19.3072 | 42.3505 | 88.6135 | 7.7667 | 1.4808 | 19.0153 | 30.9229 | 84.4054 | 117.374 | 8.1808 | 1.4808 | 19.0153 | 30.9229 | 84.1265 | 107.328 | 8.1808 | 1.4808 | 19.0153
U | d140a | 18.8678 | 42.2017 | 87.8039 | 7.7648 | 1.4808 | 19.0153 | 30.9229 | 84.4054 | 117.372 | 8.1808 | 1.4808 | 19.0153 | 30.9229 | 84.1256 | 106.451 | 8.1808 | 1.4808 | 19.0153
U | d140b | 18.764 | 43.1998 | 88.9596 | 7.7655 | 1.4808 | 19.0153 | 30.9229 | 84.4054 | 117.374 | 8.1808 | 1.4808 | 19.0153 | 30.9229 | 84.1269 | 107.123 | 8.1808 | 1.4808 | 19.0153
U | d140c | 18.849 | 43.6247 | 88.824 | 7.7649 | 1.4808 | 19.0153 | 30.9229 | 84.4054 | 117.375 | 8.1808 | 1.4808 | 19.0153 | 30.9229 | 84.1308 | 107.757 | 8.1808 | 1.4808 | 19.0153
U | d140d | 18.6546 | 43.3319 | 87.7147 | 7.7648 | 1.4808 | 19.0153 | 30.9229 | 84.4054 | 117.374 | 8.1808 | 1.4808 | 19.0153 | 30.9229 | 84.1297 | 107.49 | 8.1808 | 1.4808 | 19.0153
U | d140e | 19.7969 | 45.738 | 89.0255 | 7.7675 | 1.4808 | 19.0153 | 30.9229 | 84.4054 | 117.371 | 8.1808 | 1.4808 | 19.0153 | 30.9229 | 84.1435 | 108.707 | 8.1808 | 1.4808 | 19.0153
U | d140f | 23.247 | 52.3752 | 93.6954 | 7.7786 | 1.4808 | 19.0153 | 30.9229 | 84.4054 | 117.371 | 8.1808 | 1.4808 | 19.0153 | 30.9229 | 84.2515 | 111.518 | 8.1808 | 1.4808 | 19.0153
U | d140g | 25.8377 | 56.7851 | 100.133 | 7.7862 | 1.4808 | 19.0153 | 30.9229 | 84.4054 | 117.373 | 8.1808 | 1.4808 | 19.0153 | 30.9229 | 84.2924 | 114.134 | 8.1808 | 1.4808 | 19.0153
U | d140h | 27.7561 | 62.8355 | 110.346 | 7.7905 | 1.4808 | 19.0153 | 30.9229 | 84.4054 | 117.394 | 8.1808 | 1.4808 | 19.0153 | 30.9229 | 84.3696 | 115.597 | 8.1808 | 1.4808 | 19.0153
U | d140i | 27.3086 | 59.6011 | 106.956 | 7.7867 | 1.4808 | 19.0153 | 30.9229 | 84.4054 | 117.394 | 8.1808 | 1.4808 | 19.0153 | 30.9229 | 84.3693 | 115.433 | 8.1808 | 1.4808 | 19.0153
U | d140j | 27.9929 | 57.7752 | 104.231 | 7.7956 | 1.4808 | 19.0153 | 30.9229 | 84.4054 | 117.399 | 8.1808 | 1.4808 | 19.0153 | 30.9229 | 84.3694 | 115.483 | 8.1808 | 1.4808 | 19.0153
U | d140k | 27.6308 | 56.6538 | 101.301 | 7.7931 | 1.4808 | 19.0153 | 30.9229 | 84.4054 | 117.4 | 8.1808 | 1.4808 | 19.0153 | 30.9229 | 84.3695 | 115.526 | 8.1808 | 1.4808 | 19.0153
U | d140l | 28.747 | 58.7159 | 102.545 | 7.7984 | 1.4808 | 19.0153 | 30.9229 | 84.4054 | 117.408 | 8.1808 | 1.4808 | 19.0153 | 30.9229 | 84.3701 | 115.866 | 8.1808 | 1.4808 | 19.0153
U | d140m | 29.9972 | 65.0459 | 111.185 | 7.814 | 1.4808 | 19.0153 | 30.9229 | 84.4054 | 117.472 | 8.1808 | 1.4808 | 19.0153 | 30.9229 | 84.4054 | 117.503 | 8.1808 | 1.4808 | 19.0153
U | d140n | 28.8774 | 59.0167 | 103.913 | 7.7986 | 1.4808 | 19.0153 | 30.9229 | 84.4054 | 117.413 | 8.1808 | 1.4808 | 19.0153 | 30.9229 | 84.3701 | 115.962 | 8.1808 | 1.4808 | 19.0153
U | d140o | 28.3025 | 59.0489 | 104.13 | 7.7956 | 1.4808 | 19.0153 | 30.9229 | 84.4054 | 117.408 | 8.1808 | 1.4808 | 19.0153 | 30.9229 | 84.3697 | 115.803 | 8.1808 | 1.4808 | 19.0153
U | d140p | 29.4366 | 64.8324 | 111.646 | 7.8044 | 1.4808 | 19.0153 | 30.9229 | 84.4054 | 117.421 | 8.1808 | 1.4808 | 19.0153 | 30.9229 | 84.3712 | 116.101 | 8.1808 | 1.4808 | 19.0153
U | d140q | 29.9791 | 70.3276 | 115.258 | 7.8149 | 1.4808 | 19.0153 | 30.9229 | 84.4054 | 117.493 | 8.1808 | 1.4808 | 19.0153 | 30.9229 | 84.4054 | 117.39 | 8.1808 | 1.4808 | 19.0153
U | d140r | 28.8491 | 64.6659 | 112.171 | 7.8033 | 1.4808 | 19.0153 | 30.9229 | 84.4054 | 117.418 | 8.1808 | 1.4808 | 19.0153 | 30.9229 | 84.3699 | 115.833 | 8.1808 | 1.4808 | 19.0153
U | d140s | 28.1476 | 62.8662 | 111.077 | 7.7998 | 1.4808 | 19.0153 | 30.9229 | 84.4054 | 117.409 | 8.1808 | 1.4808 | 19.0153 | 30.9229 | 84.3692 | 115.46 | 8.1808 | 1.4808 | 19.0153
U | d140t | 26.3734 | 58.635 | 107.087 | 7.7936 | 1.4808 | 19.0153 | 30.9229 | 84.4054 | 117.397 | 8.1808 | 1.4808 | 19.0153 | 30.9229 | 84.3674 | 114.804 | 8.1808 | 1.4808 | 19.0153
U | d140u | 23.8742 | 49.2302 | 95.6943 | 7.7847 | 1.4808 | 19.0153 | 30.9229 | 84.4054 | 117.373 | 8.1808 | 1.4808 | 19.0153 | 30.9229 | 84.2225 | 112.968 | 8.1808 | 1.4808 | 19.0153
U | d140v | 21.8595 | 44.8757 | 89.5505 | 7.7782 | 1.4808 | 19.0153 | 30.9229 | 84.4054 | 117.357 | 8.1808 | 1.4808 | 19.0153 | 30.9229 | 84.1963 | 110.944 | 8.1808 | 1.4808 | 19.0153
U | d140x | 20.4418 | 41.4949 | 85.2711 | 7.772 | 1.4808 | 19.0153 | 30.9229 | 84.4054 | 117.346 | 8.1808 | 1.4808 | 19.0153 | 30.9229 | 84.1478 | 108.686 | 8.1808 | 1.4808 | 19.0153
U | d140y | 18.1961 | 39.7044 | 77.6252 | 7.7665 | 1.4808 | 19.0153 | 30.9229 | 84.4054 | 117.347 | 8.1808 | 1.4808 | 19.0153 | 30.9229 | 84.1174 | 105.231 | 8.1808 | 1.4808 | 19.0153
U | d141a | 17.9844 | 40.8082 | 78.8012 | 7.7665 | 1.4808 | 19.0153 | 30.9229 | 84.4054 | 117.35 | 8.1808 | 1.4808 | 19.0153 | 30.9229 | 84.1194 | 105.723 | 8.1808 | 1.4808 | 19.0153
U | d141b | 17.6678 | 40.9518 | 78.9325 | 7.765 | 1.4808 | 19.0153 | 30.9229 | 84.4054 | 117.353 | 8.1808 | 1.4808 | 19.0153 | 30.9229 | 84.1177 | 105.607 | 8.1808 | 1.4808 | 19.0153
U | d141c | 17.8111 | 41.8347 | 80.0923 | 7.7663 | 1.4808 | 19.0153 | 30.9229 | 84.4054 | 117.36 | 8.1808 | 1.4808 | 19.0153 | 30.9229 | 84.1214 | 106.434 | 8.1808 | 1.4808 | 19.0153
U | d141d | 17.8007 | 41.5462 | 79.9864 | 7.7658 | 1.4808 | 19.0153 | 30.9229 | 84.4054 | 117.36 | 8.1808 | 1.4808 | 19.0153 | 30.9229 | 84.1208 | 106.518 | 8.1808 | 1.4808 | 19.0153
U | d141e | 17.9562 | 40.9109 | 80.0874 | 7.7652 | 1.4808 | 19.0153 | 30.9229 | 84.4054 | 117.373 | 8.1808 | 1.4808 | 19.0153 | 30.9229 | 84.1316 | 107.371 | 8.1808 | 1.4808 | 19.0153
U | d141f | 18.3193 | 41.3066 | 81.1479 | 7.7678 | 1.4808 | 19.0153 | 30.9229 | 84.4054 | 117.416 | 8.1808 | 1.4808 | 19.0153 | 30.9229 | 84.2033 | 110.746 | 8.1808 | 1.4808 | 19.0153
U | d141g | 20.0884 | 45.8346 | 87.0911 | 7.774 | 1.4808 | 19.0153 | 30.9229 | 84.4054 | 117.479 | 8.1808 | 1.4808 | 19.0153 | 30.9229 | 84.3279 | 113.984 | 8.1808 | 1.4808 | 19.0153
U | d141h | 22.7681 | 52.9661 | 97.3101 | 7.7792 | 1.4808 | 19.0153 | 30.9229 | 84.4054 | 117.504 | 8.1808 | 1.4808 | 19.0153 | 30.9229 | 84.4054 | 115.448 | 8.1808 | 1.4808 | 19.0153
U | d141i | 23.2213 | 51.2459 | 96.8236 | 7.7781 | 1.4808 | 19.0153 | 30.9229 | 84.4054 | 117.5 | 8.1808 | 1.4808 | 19.0153 | 30.9229 | 84.4054 | 115.19 | 8.1808 | 1.4808 | 19.0153
U | d141j | 23.5338 | 51.8285 | 98.0225 | 7.781 | 1.4808 | 19.0153 | 30.9229 | 84.4054 | 117.5 | 8.1808 | 1.4808 | 19.0153 | 30.9229 | 84.4054 | 115.298 | 8.1808 | 1.4808 | 19.0153
U | d141k | 23.3444 | 51.7271 | 96.8952 | 7.7795 | 1.4808 | 19.0153 | 30.9229 | 84.4054 | 117.501 | 8.1808 | 1.4808 | 19.0153 | 30.9229 | 84.4054 | 115.461 | 8.1808 | 1.4808 | 19.0153
U | d141l | 24.9245 | 54.1611 | 99.629 | 7.7833 | 1.4808 | 19.0153 | 30.9229 | 84.4054 | 117.506 | 8.1808 | 1.4808 | 19.0153 | 30.9229 | 84.4054 | 115.838 | 8.1808 | 1.4808 | 19.0153
U | d141m | 25.4389 | 54.8653 | 101.173 | 7.7841 | 1.4808 | 19.0153 | 30.9229 | 84.4054 | 117.507 | 8.1808 | 1.4808 | 19.0153 | 30.9229 | 84.4054 | 115.913 | 8.1808 | 1.4808 | 19.0153
U | d141n | 25.2627 | 55.2714 | 103.161 | 7.7842 | 1.4808 | 19.0153 | 30.9229 | 84.4054 | 117.504 | 8.1808 | 1.4808 | 19.0153 | 30.9229 | 84.4054 | 115.841 | 8.1808 | 1.4808 | 19.0153
U | d141o | 26.8306 | 57.9349 | 106.685 | 7.7881 | 1.4808 | 19.0153 | 30.9229 | 84.4054 | 117.506 | 8.1808 | 1.4808 | 19.0153 | 30.9229 | 84.4054 | 116.011 | 8.1808 | 1.4808 | 19.0153
U | d141p | 27.4864 | 60.5069 | 108.939 | 7.795 | 1.4808 | 19.0153 | 30.9229 | 84.4054 | 117.507 | 8.1808 | 1.4808 | 19.0153 | 30.9229 | 84.4054 | 116.069 | 8.1808 | 1.4808 | 19.0153
U | d141q | 29.6639 | 70.0003 | 115.418 | 7.8203 | 1.4808 | 19.0153 | 30.9229 | 84.4054 | 117.715 | 8.1808 | 1.4808 | 19.0153 | 30.9229 | 84.4054 | 117.715 | 8.1808 | 1.4808 | 19.0153
U | d141r | 29.7033 | 69.3303 | 115.089 | 7.8239 | 1.4808 | 19.0153 | 30.9229 | 84.4054 | 117.715 | 8.1808 | 1.4808 | 19.0153 | 30.9229 | 84.4054 | 117.715 | 8.1808 | 1.4808 | 19.0153
U | d141s | 28.4038 | 62.4266 | 110.869 | 7.8088 | 1.4808 | 19.0153 | 30.9229 | 84.4054 | 117.52 | 8.1808 | 1.4808 | 19.0153 | 30.9229 | 84.4054 | 116.272 | 8.1808 | 1.4808 | 19.0153
U | d141t | 27.4552 | 59.0689 | 107.25 | 7.8024 | 1.4808 | 19.0153 | 30.9229 | 84.4054 | 117.496 | 8.1808 | 1.4808 | 19.0153 | 30.9229 | 84.4054 | 115.925 | 8.1808 | 1.4808 | 19.0153
U | d141u | 24.6521 | 53.017 | 99.5231 | 7.7911 | 1.4808 | 19.0153 | 30.9229 | 84.4054 | 117.42 | 8.1808 | 1.4808 | 19.0153 | 30.9229 | 84.2856 | 115.084 | 8.1808 | 1.4808 | 19.0153
U | d141v | 22.6111 | 49.4745 | 95.8879 | 7.7804 | 1.4808 | 19.0153 | 30.9229 | 84.4054 | 117.384 | 8.1808 | 1.4808 | 19.0153 | 30.9229 | 84.2727 | 114.165 | 8.1808 | 1.4808 | 19.0153
U | d141x | 20.977 | 44.5521 | 88.6741 | 7.7737 | 1.4808 | 19.0153 | 30.9229 | 84.4054 | 117.323 | 8.1808 | 1.4808 | 19.0153 | 30.9229 | 84.1754 | 111.641 | 8.1808 | 1.4808 | 19.0153
U | d141y | 18.6363 | 43.7787 | 82.1869 | 7.7675 | 1.4808 | 19.0153 | 30.9229 | 84.4054 | 117.31 | 8.1808 | 1.4808 | 19.0153 | 30.9229 | 84.1046 | 107.47 | 8.1808 | 1.4808 | 19.0153
U | d142a | 17.9031 | 42.5852 | 80.0808 | 7.7642 | 1.4808 | 19.0153 | 30.9229 | 84.4054 | 117.306 | 8.1808 | 1.4808 | 19.0153 | 30.9229 | 84.1018 | 106.284 | 8.1808 | 1.4808 | 19.0153
U | d142b | 17.7537 | 43.6573 | 82.0726 | 7.7648 | 1.4808 | 19.0153 | 30.9229 | 84.4054 | 117.307 | 8.1808 | 1.4808 | 19.0153 | 30.9229 | 84.1018 | 106.783 | 8.1808 | 1.4808 | 19.0153
U | d142c | 17.7281 | 43.7461 | 82.8399 | 7.7655 | 1.4808 | 19.0153 | 30.9229 | 84.4054 | 117.307 | 8.1808 | 1.4808 | 19.0153 | 30.9229 | 84.1029 | 107.318 | 8.1808 | 1.4808 | 19.0153
U | d142d | 17.7043 | 44.1453 | 83.3375 | 7.7661 | 1.4808 | 19.0153 | 30.9229 | 84.4054 | 117.307 | 8.1808 | 1.4808 | 19.0153 | 30.9229 | 84.1029 | 107.69 | 8.1808 | 1.4808 | 19.0153
U | d142e | 17.9078 | 43.9523 | 83.2703 | 7.7661 | 1.4808 | 19.0153 | 30.9229 | 84.4054 | 117.314 | 8.1808 | 1.4808 | 19.0153 | 30.9229 | 84.1133 | 109.8 | 8.1808 | 1.4808 | 19.0153
U | d142f | 18.4041 | 45.101 | 85.9592 | 7.768 | 1.4808 | 19.0153 | 30.9229 | 84.4054 | 117.394 | 8.1808 | 1.4808 | 19.0153 | 30.9229 | 84.257 | 112.948 | 8.1808 | 1.4808 | 19.0153
U | d142g | 23.035 | 55.003 | 98.9464 | 7.7818 | 1.4808 | 19.0153 | 30.9229 | 84.4054 | 117.715 | 8.1808 | 1.4808 | 19.0153 | 30.9229 | 84.4054 | 117.012 | 8.1808 | 1.4808 | 19.0153
U | d142h | 26.2044 | 61.8193 | 107.786 | 7.7904 | 1.4808 | 19.0153 | 30.9229 | 84.4054 | 117.715 | 8.1808 | 1.4808 | 19.0153 | 30.9229 | 84.4054 | 117.662 | 8.1808 | 1.4808 | 19.0153
U | d142i | 27.4405 | 64.2134 | 111.473 | 7.7968 | 1.4808 | 19.0153 | 30.9229 | 84.4054 | 117.715 | 8.1808 | 1.4808 | 19.0153 | 30.9229 | 84.4054 | 117.663 | 8.1808 | 1.4808 | 19.0153
U | d142j | 27.7803 | 63.3645 | 110.33 | 7.8004 | 1.4808 | 19.0153 | 30.9229 | 84.4054 | 117.715 | 8.1808 | 1.4808 | 19.0153 | 30.9229 | 84.4054 | 117.662 | 8.1808 | 1.4808 | 19.0153
U | d142k | 27.1432 | 64.7261 | 108.395 | 7.7941 | 1.4808 | 19.0153 | 30.9229 | 84.4054 | 117.715 | 8.1808 | 1.4808 | 19.0153 | 30.9229 | 84.4054 | 117.662 | 8.1808 | 1.4808 | 19.0153
U | d142l | 27.5722 | 65.5472 | 108.253 | 7.7968 | 1.4808 | 19.0153 | 30.9229 | 84.4054 | 117.715 | 8.1808 | 1.4808 | 19.0153 | 30.9229 | 84.4054 | 117.662 | 8.1808 | 1.4808 | 19.0153
U | d142m | 28.3069 | 68.1412 | 110.64 | 7.8011 | 1.4808 | 19.0153 | 30.9229 | 84.4054 | 117.715 | 8.1808 | 1.4808 | 19.0153 | 30.9229 | 84.4054 | 117.663 | 8.1808 | 1.4808 | 19.0153
U | d142n | 28.2796 | 69.9425 | 112.823 | 7.8035 | 1.4808 | 19.0153 | 30.9229 | 84.4054 | 117.715 | 8.1808 | 1.4808 | 19.0153 | 30.9229 | 84.4054 | 117.663 | 8.1808 | 1.4808 | 19.0153
U | d142o | 27.9421 | 69.4348 | 112.975 | 7.8008 | 1.4808 | 19.0153 | 30.9229 | 84.4054 | 117.715 | 8.1808 | 1.4808 | 19.0153 | 30.9229 | 84.4054 | 117.662 | 8.1808 | 1.4808 | 19.0153
U | d142p | 28.2051 | 70.2697 | 114.464 | 7.8057 | 1.4808 | 19.0153 | 30.9229 | 84.4054 | 117.715 | 8.1808 | 1.4808 | 19.0153 | 30.9229 | 84.4054 | 117.663 | 8.1808 | 1.4808 | 19.0153
U | d142q | 29.0793 | 74.0711 | 116.174 | 7.8165 | 1.4808 | 19.0153 | 30.9229 | 84.4054 | 117.715 | 8.1808 | 1.4808 | 19.0153 | 30.9229 | 84.4054 | 117.715 | 8.1808 | 1.4808 | 19.0153
U | d142r | 29.4489 | 75.2324 | 116.788 | 7.82 | 1.4808 | 19.0153 | 30.9229 | 84.4054 | 117.715 | 8.1808 | 1.4808 | 19.0153 | 30.9229 | 84.4054 | 117.715 | 8.1808 | 1.4808 | 19.0153
U | d142s | 28.294 | 70.1019 | 114.702 | 7.8042 | 1.4808 | 19.0153 | 30.9229 | 84.4054 | 117.715 | 8.1808 | 1.4808 | 19.0153 | 30.9229 | 84.4054 | 117.662 | 8.1808 | 1.4808 | 19.0153
U | d142t | 25.2702 | 62.4053 | 109.679 | 7.7926 | 1.4808 | 19.0153 | 30.9229 | 84.4054 | 117.715 | 8.1808 | 1.4808 | 19.0153 | 30.9229 | 84.4054 | 116.928 | 8.1808 | 1.4808 | 19.0153
U | d142u | 22.9471 | 57.6604 | 103.424 | 7.7857 | 1.4808 | 19.0153 | 30.9229 | 84.4054 | 117.384 | 8.1808 | 1.4808 | 19.0153 | 30.9229 | 84.2355 | 115.74 | 8.1808 | 1.4808 | 19.0153
U | d142v | 22.0675 | 56.0213 | 102.182 | 7.7774 | 1.4808 | 19.0153 | 30.9229 | 84.4054 | 117.346 | 8.1808 | 1.4808 | 19.0153 | 30.9229 | 84.2129 | 114.819 | 8.1808 | 1.4808 | 19.0153
U | d142x | 20.798 | 52.3394 | 95.7967 | 7.7703 | 1.4808 | 19.0153 | 30.9229 | 84.4054 | 117.273 | 8.1808 | 1.4808 | 19.0153 | 30.9229 | 84.1122 | 111.534 | 8.1808 | 1.4808 | 19.0153
U | d142y | 19.8505 | 55.0806 | 94.9174 | 7.7672 | 1.4808 | 19.0153 | 30.9229 | 84.4054 | 117.263 | 8.1808 | 1.4808 | 19.0153 | 30.9229 | 84.0885 | 108.597 | 8.1808 | 1.4808 | 19.0153
U | d143a | 19.3852 | 55.5643 | 94.2639 | 7.7652 | 1.4808 | 19.0153 | 30.9229 | 84.4054 | 117.259 | 8.1808 | 1.4808 | 19.0153 | 30.9229 | 84.0862 | 107.963 | 8.1808 | 1.4808 | 19.0153
U | d143b | 19.1564 | 56.1122 | 94.9272 | 7.7642 | 1.4808 | 19.0153 | 30.9229 | 84.4054 | 117.258 | 8.1808 | 1.4808 | 19.0153 | 30.9229 | 84.0836 | 107.508 | 8.1808 | 1.4808 | 19.0153
U | d143c | 19.5198 | 58.0081 | 96.8669 | 7.764 | 1.4808 | 19.0153 | 30.9229 | 84.4054 | 117.26 | 8.1808 | 1.4808 | 19.0153 | 30.9229 | 84.0851 | 108.093 | 8.1808 | 1.4808 | 19.0153
U | d143d | 19.9332 | 58.885 | 97.6038 | 7.7643 | 1.4808 | 19.0153 | 30.9229 | 84.4054 | 117.26 | 8.1808 | 1.4808 | 19.0153 | 30.9229 | 84.0856 | 108.635 | 8.1808 | 1.4808 | 19.0153
U | d143e | 21.2338 | 62.4408 | 100.362 | 7.768 | 1.4808 | 19.0153 | 30.9229 | 84.4054 | 117.271 | 8.1808 | 1.4808 | 19.0153 | 30.9229 | 84.0942 | 110.352 | 8.1808 | 1.4808 | 19.0153
U | d143f | 24.8357 | 70.0443 | 106.223 | 7.7818 | 1.4808 | 19.0153 | 30.9229 | 84.4054 | 117.376 | 8.1808 | 1.4808 | 19.0153 | 30.9229 | 84.1844 | 113.119 | 8.1808 | 1.4808 | 19.0153
U | d143g | 29.9076 | 78.8718 | 115.137 | 7.8059 | 1.4808 | 19.0153 | 30.9229 | 84.4054 | 117.715 | 8.1808 | 1.4808 | 19.0153 | 30.9229 | 84.4054 | 116.486 | 8.1808 | 1.4808 | 19.0153
U | d143h | 30.7666 | 81.8438 | 116.772 | 7.8172 | 1.4808 | 19.0153 | 30.9229 | 84.4054 | 117.715 | 8.1808 | 1.4808 | 19.0153 | 30.9229 | 84.4054 | 117.715 | 8.1808 | 1.4808 | 19.0153
U | d143i | 30.9229 | 82.443 | 117.09 | 7.8249 | 1.4808 | 19.0153 | 30.9229 | 84.4054 | 117.715 | 8.1808 | 1.4808 | 19.0153 | 30.9229 | 84.4054 | 117.715 | 8.1808 | 1.4808 | 19.0153
U | d143j | 30.9229 | 82.0845 | 116.545 | 7.8177 | 1.4808 | 19.0153 | 30.9229 | 84.4054 | 117.715 | 8.1808 | 1.4808 | 19.0153 | 30.9229 | 84.4054 | 117.715 | 8.1808 | 1.4808 | 19.0153
U | d143k | 30.9229 | 82.5288 | 116.502 | 7.8394 | 1.4808 | 19.0153 | 30.9229 | 84.4054 | 117.715 | 8.1808 | 1.4808 | 19.0153 | 30.9229 | 84.4054 | 117.715 | 8.1808 | 1.4808 | 19.0153
U | d143l | 30.9229 | 82.7258 | 116.427 | 7.8527 | 1.4808 | 19.0153 | 30.9229 | 84.4054 | 117.715 | 8.1808 | 1.4808 | 19.0153 | 30.9229 | 84.4054 | 117.715 | 8.1808 | 1.4808 | 19.0153
U | d143m | 30.9229 | 82.4838 | 116.289 | 7.8421 | 1.4808 | 19.0153 | 30.9229 | 84.4054 | 117.715 | 8.1808 | 1.4808 | 19.0153 | 30.9229 | 84.4054 | 117.715 | 8.1808 | 1.4808 | 19.0153
U | d143n | 30.9229 | 83.2109 | 116.573 | 7.9111 | 1.4808 | 19.0153 | 30.9229 | 84.4054 | 117.715 | 8.1808 | 1.4808 | 19.0153 | 30.9229 | 84.4054 | 117.715 | 8.1808 | 1.4808 | 19.0153
U | d143o | 30.9229 | 82.9299 | 116.542 | 7.8936 | 1.4808 | 19.0153 | 30.9229 | 84.4054 | 117.715 | 8.1808 | 1.4808 | 19.0153 | 30.9229 | 84.4054 | 117.715 | 8.1808 | 1.4808 | 19.0153
U | d143p | 30.9229 | 83.3992 | 117.114 | 7.9643 | 1.4808 | 19.0153 | 30.9229 | 84.4054 | 117.715 | 8.1808 | 1.4808 | 19.0153 | 30.9229 | 84.4054 | 117.715 | 8.1808 | 1.4808 | 19.0153
U | d143q | 30.9229 | 84.4054 | 117.715 | 8.1808 | 1.4808 | 19.0153 | 30.9229 | 84.4054 | 117.715 | 8.1808 | 1.4808 | 19.0153 | 30.9229 | 84.4054 | 117.715 | 8.1808 | 1.4808 | 19.0153
U | d143r | 30.9229 | 83.9712 | 117.715 | 7.9796 | 1.4808 | 19.0153 | 30.9229 | 84.4054 | 117.715 | 8.1808 | 1.4808 | 19.0153 | 30.9229 | 84.4054 | 117.715 | 8.1808 | 1.4808 | 19.0153
U | d143s | 30.9229 | 82.982 | 117.557 | 7.9286 | 1.4808 | 19.0153 | 30.9229 | 84.4054 | 117.715 | 8.1808 | 1.4808 | 19.0153 | 30.9229 | 84.4054 | 117.715 | 8.1808 | 1.4808 | 19.0153
U | d143t | 30.9229 | 81.013 | 116.363 | 7.8281 | 1.4808 | 19.0153 | 30.9229 | 84.4054 | 117.715 | 8.1808 | 1.4808 | 19.0153 | 30.9229 | 84.4054 | 117.715 | 8.1808 | 1.4808 | 19.0153
U | d143u | 30.3657 | 74.9298 | 114.699 | 7.8094 | 1.4808 | 19.0153 | 30.9229 | 84.4054 | 117.41 | 8.1808 | 1.4808 | 19.0153 | 30.9229 | 84.2003 | 115.807 | 8.1808 | 1.4808 | 19.0153
U | d143v | 28.7197 | 72.1079 | 111.916 | 7.7947 | 1.4808 | 19.0153 | 30.9229 | 84.4054 | 117.355 | 8.1808 | 1.4808 | 19.0153 | 30.9229 | 84.1551 | 114.288 | 8.1808 | 1.4808 | 19.0153
U | d143x | 27.4103 | 68.0182 | 107.096 | 7.7859 | 1.4808 | 19.0153 | 30.9229 | 84.4054 | 117.225 | 8.1808 | 1.4808 | 19.0153 | 30.9229 | 84.1022 | 111.788 | 8.1808 | 1.4808 | 19.0153
U | d143y | 26.2611 | 67.0053 | 100.997 | 7.7769 | 1.4808 | 19.0153 | 30.9229 | 84.4054 | 117.204 | 8.1808 | 1.4808 | 19.0153 | 30.9229 | 84.068 | 108.416 | 8.1808 | 1.4808 | 19.0153
U | d144a | 26.0633 | 67.3886 | 100.627 | 7.7751 | 1.4808 | 19.0153 | 30.9229 | 84.4054 | 117.199 | 8.1808 | 1.4808 | 19.0153 | 30.9229 | 84.0652 | 106.616 | 8.1808 | 1.4808 | 19.0153
U | d144b | 26.2829 | 69.1237 | 102.562 | 7.7747 | 1.4808 | 19.0153 | 30.9229 | 84.4054 | 117.2 | 8.1808 | 1.4808 | 19.0153 | 30.9229 | 84.0648 | 106.592 | 8.1808 | 1.4808 | 19.0153
U | d144c | 26.5109 | 70.4713 | 104.387 | 7.7749 | 1.4808 | 19.0153 | 30.9229 | 84.4054 | 117.203 | 8.1808 | 1.4808 | 19.0153 | 30.9229 | 84.0651 | 106.73 | 8.1808 | 1.4808 | 19.0153
U | d144d | 26.818 | 70.9161 | 105.253 | 7.776 | 1.4808 | 19.0153 | 30.9229 | 84.4054 | 117.204 | 8.1808 | 1.4808 | 19.0153 | 30.9229 | 84.0659 | 107.177 | 8.1808 | 1.4808 | 19.0153
U | d144e | 27.9562 | 73.7258 | 108.444 | 7.7812 | 1.4808 | 19.0153 | 30.9229 | 84.4054 | 117.221 | 8.1808 | 1.4808 | 19.0153 | 30.9229 | 84.0656 | 107.108 | 8.1808 | 1.4808 | 19.0153
U | d144f | 30.3403 | 79.9799 | 112.965 | 7.8064 | 1.4808 | 19.0153 | 30.9229 | 84.4054 | 117.393 | 8.1808 | 1.4808 | 19.0153 | 30.9229 | 84.0736 | 109.059 | 8.1808 | 1.4808 | 19.0153
U | d144g | 30.9229 | 83.2773 | 116.616 | 7.9362 | 1.4808 | 19.0153 | 30.9229 | 84.4054 | 117.715 | 8.1808 | 1.4808 | 19.0153 | 30.9229 | 84.1179 | 112.391 | 8.1808 | 1.4808 | 19.0153
U | d144h | 30.9229 | 83.6505 | 117.715 | 8.0067 | 1.4808 | 19.0153 | 30.9229 | 84.4054 | 117.715 | 8.1808 | 1.4808 | 19.0153 | 30.9229 | 84.1762 | 114.896 | 8.1808 | 1.4808 | 19.0153
U | d144i | 30.9229 | 83.7949 | 117.715 | 8.0138 | 1.4808 | 19.0153 | 30.9229 | 84.4054 | 117.715 | 8.1808 | 1.4808 | 19.0153 | 30.9229 | 84.2197 | 115.813 | 8.1808 | 1.4808 | 19.0153
U | d144j | 30.9229 | 83.7618 | 117.715 | 8.0542 | 1.4808 | 19.0153 | 30.9229 | 84.4054 | 117.715 | 8.1808 | 1.4808 | 19.0153 | 30.9229 | 84.2305 | 116.073 | 8.1808 | 1.4808 | 19.0153
U | d144k | 30.9229 | 83.7498 | 117.715 | 8.0391 | 1.4808 | 19.0153 | 30.9229 | 84.4054 | 117.715 | 8.1808 | 1.4808 | 19.0153 | 30.9229 | 84.2332 | 116.123 | 8.1808 | 1.4808 | 19.0153
U | d144l | 30.9229 | 83.8085 | 117.715 | 8.0739 | 1.4808 | 19.0153 | 30.9229 | 84.4054 | 117.715 | 8.1808 | 1.4808 | 19.0153 | 30.9229 | 84.239 | 116.268 | 8.1808 | 1.4808 | 19.0153
U | d144m | 30.9229 | 83.8855 | 117.715 | 8.1174 | 1.4808 | 19.0153 | 30.9229 | 84.4054 | 117.715 | 8.1808 | 1.4808 | 19.0153 | 30.9229 | 84.2458 | 116.443 | 8.1808 | 1.4808 | 19.0153
U | d144n | 30.9229 | 84.0089 | 117.715 | 8.1808 | 1.4808 | 19.0153 | 30.9229 | 84.4054 | 117.715 | 8.1808 | 1.4808 | 19.0153 | 30.9229 | 84.2612 | 116.629 | 8.1808 | 1.4808 | 19.0153
U | d144o | 30.9229 | 84.2836 | 117.715 | 8.1808 | 1.4808 | 19.0153 | 30.9229 | 84.4054 | 117.715 | 8.1808 | 1.4808 | 19.0153 | 30.9229 | 84.3179 | 116.881 | 8.1808 | 1.4808 | 19.0153
U | d144p | 30.9229 | 84.4054 | 117.715 | 8.1808 | 1.4808 | 19.0153 | 30.9229 | 84.4054 | 117.715 | 8.1808 | 1.4808 | 19.0153 | 30.9229 | 84.4054 | 117.33 | 8.1808 | 1.4808 | 19.0153
U | d144q | 30.9229 | 84.4054 | 117.715 | 8.1808 | 1.4808 | 19.0153 | 30.9229 | 84.4054 | 117.715 | 8.1808 | 1.4808 | 19.0153 | 30.9229 | 84.4054 | 117.715 | 8.1808 | 1.4808 | 19.0153
U | d144r | 30.9229 | 84.0149 | 117.715 | 8.1808 | 1.4808 | 19.0153 | 30.9229 | 84.4054 | 117.715 | 8.1808 | 1.4808 | 19.0153 | 30.9229 | 84.4054 | 117.715 | 8.1808 | 1.4808 | 19.0153
U | d144s | 30.9229 | 83.4561 | 117.715 | 8.0736 | 1.4808 | 19.0153 | 30.9229 | 84.4054 | 117.715 | 8.1808 | 1.4808 | 19.0153 | 30.9229 | 84.2643 | 116.632 | 8.1808 | 1.4808 | 19.0153
U | d144t | 30.9229 | 82.0901 | 117.715 | 8.0092 | 1.4808 | 19.0153 | 30.9229 | 84.4054 | 117.715 | 8.1808 | 1.4808 | 19.0153 | 30.9229 | 84.2335 | 116.179 | 8.1808 | 1.4808 | 19.0153
U | d144u | 30.9229 | 70.3066 | 112.89 | 7.8472 | 1.4808 | 19.0153 | 30.9229 | 84.4054 | 117.426 | 8.1808 | 1.4808 | 19.0153 | 30.9229 | 84.1473 | 114.671 | 8.1808 | 1.4808 | 19.0153
U | d144v | 30.9229 | 66.6271 | 109.813 | 7.8027 | 1.4808 | 19.0153 | 30.9229 | 84.4054 | 117.366 | 8.1808 | 1.4808 | 19.0153 | 30.9229 | 84.1231 | 114.123 | 8.1808 | 1.4808 | 19.0153
U | d144x | 28.776 | 58.8248 | 97.0837 | 7.7815 | 1.4808 | 19.0153 | 30.9229 | 84.4054 | 117.133 | 8.1808 | 1.4808 | 19.0153 | 30.9229 | 84.0669 | 109.563 | 8.1808 | 1.4808 | 19.0153
U | d144y | 27.8862 | 56.9452 | 90.7232 | 7.7742 | 1.4808 | 19.0153 | 30.9229 | 84.4054 | 117.107 | 8.1808 | 1.4808 | 19.0153 | 30.9229 | 84.0636 | 110.125 | 8.1808 | 1.4808 | 19.0153
U | d145a | 26.9496 | 53.7319 | 85.3849 | 7.7694 | 1.4808 | 19.0153 | 30.9229 | 84.4054 | 117.086 | 8.1808 | 1.4808 | 19.0153 | 30.9229 | 84.058 | 107.563 | 8.1808 | 1.4808 | 19.0153
U | d145b | 26.9475 | 54.4485 | 87.6816 | 7.7687 | 1.4808 | 19.0153 | 30.9229 | 84.4054 | 117.091 | 8.1808 | 1.4808 | 19.0153 | 30.9229 | 84.0617 | 108.551 | 8.1808 | 1.4808 | 19.0153
U | d145c | 26.8975 | 54.3777 | 86.3525 | 7.7687 | 1.4808 | 19.0153 | 30.9229 | 84.4054 | 117.089 | 8.1808 | 1.4808 | 19.0153 | 30.9229 | 84.0613 | 108.367 | 8.1808 | 1.4808 | 19.0153
U | d145d | 26.8362 | 54.2753 | 85.6751 | 7.768 | 1.4808 | 19.0153 | 30.9229 | 84.4054 | 117.09 | 8.1808 | 1.4808 | 19.0153 | 30.9229 | 84.0614 | 108.441 | 8.1808 | 1.4808 | 19.0153
U | d145e | 27.6822 | 56.4955 | 87.4502 | 7.7709 | 1.4808 | 19.0153 | 30.9229 | 84.4054 | 117.105 | 8.1808 | 1.4808 | 19.0153 | 30.9229 | 84.0597 | 108.018 | 8.1808 | 1.4808 | 19.0153
U | d145f | 29.7317 | 61.1804 | 91.2966 | 7.7824 | 1.4808 | 19.0153 | 30.9229 | 84.4054 | 117.316 | 8.1808 | 1.4808 | 19.0153 | 30.9229 | 84.0627 | 108.807 | 8.1808 | 1.4808 | 19.0153
U | d145g | 30.4462 | 64.0537 | 97.3622 | 7.789 | 1.4808 | 19.0153 | 30.9229 | 84.4054 | 117.383 | 8.1808 | 1.4808 | 19.0153 | 30.9229 | 84.0694 | 109.419 | 8.1808 | 1.4808 | 19.0153
U | d145h | 30.516 | 64.8018 | 102.197 | 7.7877 | 1.4808 | 19.0153 | 30.9229 | 84.4054 | 117.475 | 8.1808 | 1.4808 | 19.0153 | 30.9229 | 84.0939 | 111.716 | 8.1808 | 1.4808 | 19.0153
U | d145i | 30.9229 | 66.3021 | 106.674 | 7.7898 | 1.4808 | 19.0153 | 30.9229 | 84.4054 | 117.715 | 8.1808 | 1.4808 | 19.0153 | 30.9229 | 84.1399 | 114.256 | 8.1808 | 1.4808 | 19.0153
U | d145j | 30.9229 | 67.1853 | 108.382 | 7.8033 | 1.4808 | 19.0153 | 30.9229 | 84.4054 | 117.715 | 8.1808 | 1.4808 | 19.0153 | 30.9229 | 84.1733 | 115.292 | 8.1808 | 1.4808 | 19.0153
U | d145k | 30.9229 | 71.8796 | 111.458 | 7.8421 | 1.4808 | 19.0153 | 30.9229 | 84.4054 | 117.715 | 8.1808 | 1.4808 | 19.0153 | 30.9229 | 84.1972 | 115.898 | 8.1808 | 1.4808 | 19.0153
U | d145l | 30.9229 | 75.0657 | 113.407 | 7.8767 | 1.4808 | 19.0153 | 30.9229 | 84.4054 | 117.715 | 8.1808 | 1.4808 | 19.0153 | 30.9229 | 84.238 | 116.465 | 8.1808 | 1.4808 | 19.0153
U | d145m | 30.9229 | 74.1596 | 113.357 | 7.8727 | 1.4808 | 19.0153 | 30.9229 | 84.4054 | 117.715 | 8.1808 | 1.4808 | 19.0153 | 30.9229 | 84.2455 | 116.514 | 8.1808 | 1.4808 | 19.0153
U | d145n | 30.9229 | 74.5173 | 113.042 | 7.8687 | 1.4808 | 19.0153 | 30.9229 | 84.4054 | 117.715 | 8.1808 | 1.4808 | 19.0153 | 30.9229 | 84.2504 | 116.543 | 8.1808 | 1.4808 | 19.0153
U | d145o | 30.9229 | 73.9249 | 112.881 | 7.8568 | 1.4808 | 19.0153 | 30.9229 | 84.4054 | 117.715 | 8.1808 | 1.4808 | 19.0153 | 30.9229 | 84.2537 | 116.548 | 8.1808 | 1.4808 | 19.0153
U | d145p | 30.9229 | 72.0594 | 112.927 | 7.8467 | 1.4808 | 19.0153 | 30.9229 | 84.4054 | 117.715 | 8.1808 | 1.4808 | 19.0153 | 30.9229 | 84.2506 | 116.519 | 8.1808 | 1.4808 | 19.0153
U | d145q | 30.9229 | 69.1714 | 112.183 | 7.8284 | 1.4808 | 19.0153 | 30.9229 | 84.4054 | 117.715 | 8.1808 | 1.4808 | 19.0153 | 30.9229 | 84.2287 | 116.393 | 8.1808 | 1.4808 | 19.0153
U | d145r | 30.9229 | 70.4303 | 112.84 | 7.8303 | 1.4808 | 19.0153 | 30.9229 | 84.4054 | 117.715 | 8.1808 | 1.4808 | 19.0153 | 30.9229 | 84.2428 | 116.493 | 8.1808 | 1.4808 | 19.0153
U | d145s | 30.9229 | 64.9593 | 109.64 | 7.7951 | 1.4808 | 19.0153 | 30.9229 | 84.4054 | 117.715 | 8.1808 | 1.4808 | 19.0153 | 30.9229 | 84.1993 | 115.968 | 8.1808 | 1.4808 | 19.0153
U | d145t | 30.9229 | 63.5479 | 108.075 | 7.791 | 1.4808 | 19.0153 | 30.9229 | 84.4054 | 117.715 | 8.1808 | 1.4808 | 19.0153 | 30.9229 | 84.1861 | 115.517 | 8.1808 | 1.4808 | 19.0153
U | d145u | 30.0641 | 57.7311 | 101.895 | 7.7823 | 1.4808 | 19.0153 | 30.9229 | 84.4054 | 117.136 | 8.1808 | 1.4808 | 19.0153 | 30.9229 | 84.1721 | 114.747 | 8.1808 | 1.4808 | 19.0153
U | d145v | 27.298 | 50.2642 | 91.436 | 7.7726 | 1.4808 | 19.0153 | 30.9229 | 84.4054 | 116.842 | 8.1808 | 1.4808 | 19.0153 | 30.9229 | 84.1135 | 112.613 | 8.1808 | 1.4808 | 19.0153
U | d145x | 26.4264 | 47.1278 | 87.879 | 7.7655 | 1.4808 | 19.0153 | 30.9229 | 84.4054 | 116.751 | 8.1808 | 1.4808 | 19.0153 | 30.9229 | 84.0749 | 110.97 | 8.1808 | 1.4808 | 19.0153
U | d145y | 25.099 | 45.5029 | 81.7415 | 7.7607 | 1.4808 | 19.0153 | 30.9229 | 84.4054 | 116.693 | 8.1808 | 1.4808 | 19.0153 | 30.9229 | 84.0818 | 111.282 | 8.1808 | 1.4808 | 19.0153
U | d146a | 23.8446 | 43.2542 | 78.5014 | 7.7569 | 1.4808 | 19.0153 | 30.9229 | 84.4054 | 116.659 | 8.1808 | 1.4808 | 19.0153 | 30.9229 | 84.0708 | 109.901 | 8.1808 | 1.4808 | 19.0153
U | d146b | 23.5014 | 42.8303 | 79.0061 | 7.7564 | 1.4808 | 19.0153 | 30.9229 | 84.4054 | 116.651 | 8.1808 | 1.4808 | 19.0153 | 30.9229 | 84.074 | 110.302 | 8.1808 | 1.4808 | 19.0153
U | d146c | 23.4935 | 43.6495 | 80.1137 | 7.7561 | 1.4808 | 19.0153 | 30.9229 | 84.4054 | 116.646 | 8.1808 | 1.4808 | 19.0153 | 30.9229 | 84.0829 | 110.81 | 8.1808 | 1.4808 | 19.0153
U | d146d | 23.5377 | 43.9585 | 80.5475 | 7.7562 | 1.4808 | 19.0153 | 30.9229 | 84.4054 | 116.637 | 8.1808 | 1.4808 | 19.0153 | 30.9229 | 84.0843 | 111.084 | 8.1808 | 1.4808 | 19.0153
U | d146e | 24.2449 | 47.231 | 84.1929 | 7.7607 | 1.4808 | 19.0153 | 30.9229 | 84.4054 | 116.634 | 8.1808 | 1.4808 | 19.0153 | 30.9229 | 84.1289 | 112.547 | 8.1808 | 1.4808 | 19.0153
U | d146f | 26.4777 | 52.0246 | 87.9136 | 7.7737 | 1.4808 | 19.0153 | 30.9229 | 84.4054 | 116.627 | 8.1808 | 1.4808 | 19.0153 | 30.9229 | 84.1993 | 114.793 | 8.1808 | 1.4808 | 19.0153
U | d146g | 28.5635 | 57.0882 | 97.5446 | 7.7864 | 1.4808 | 19.0153 | 30.9229 | 84.4054 | 116.648 | 8.1808 | 1.4808 | 19.0153 | 30.9229 | 84.4054 | 116.582 | 8.1808 | 1.4808 | 19.0153
U | d146h | 28.7165 | 58.8241 | 104.788 | 7.7954 | 1.4808 | 19.0153 | 30.9229 | 84.4054 | 116.699 | 8.1808 | 1.4808 | 19.0153 | 30.9229 | 84.4054 | 117.715 | 8.1808 | 1.4808 | 19.0153
U | d146i | 29.037 | 59.4895 | 106.943 | 7.7984 | 1.4808 | 19.0153 | 30.9229 | 84.4054 | 116.788 | 8.1808 | 1.4808 | 19.0153 | 30.9229 | 84.4054 | 117.715 | 8.1808 | 1.4808 | 19.0153
U | d146j | 29.496 | 61.117 | 110.278 | 7.8148 | 1.4808 | 19.0153 | 30.9229 | 84.4054 | 116.893 | 8.1808 | 1.4808 | 19.0153 | 30.9229 | 84.4054 | 117.715 | 8.1808 | 1.4808 | 19.0153
U | d146k | 29.4748 | 60.9663 | 111.111 | 7.8174 | 1.4808 | 19.0153 | 30.9229 | 84.4054 | 116.924 | 8.1808 | 1.4808 | 19.0153 | 30.9229 | 84.4054 | 117.715 | 8.1808 | 1.4808 | 19.0153
U | d146l | 29.9311 | 64.4943 | 113.519 | 7.8348 | 1.4808 | 19.0153 | 30.9229 | 84.4054 | 117.023 | 8.1808 | 1.4808 | 19.0153 | 30.9229 | 84.4054 | 117.715 | 8.1808 | 1.4808 | 19.0153
U | d146m | 30.4511 | 69.2424 | 115.45 | 7.8807 | 1.4808 | 19.0153 | 30.9229 | 84.4054 | 117.419 | 8.1808 | 1.4808 | 19.0153 | 30.9229 | 84.4054 | 117.715 | 8.1808 | 1.4808 | 19.0153
U | d146n | 29.9933 | 68.4966 | 115.036 | 7.8563 | 1.4808 | 19.0153 | 30.9229 | 84.4054 | 117.26 | 8.1808 | 1.4808 | 19.0153 | 30.9229 | 84.4054 | 117.715 | 8.1808 | 1.4808 | 19.0153
U | d146o | 28.8899 | 65.1492 | 113.455 | 7.8314 | 1.4808 | 19.0153 | 30.9229 | 84.4054 | 117.023 | 8.1808 | 1.4808 | 19.0153 | 30.9229 | 84.4054 | 117.715 | 8.1808 | 1.4808 | 19.0153
U | d146p | 28.7857 | 66.2466 | 113.793 | 7.8353 | 1.4808 | 19.0153 | 30.9229 | 84.4054 | 117.061 | 8.1808 | 1.4808 | 19.0153 | 30.9229 | 84.4054 | 117.715 | 8.1808 | 1.4808 | 19.0153
U | d146q | 28.5609 | 66.3777 | 113.762 | 7.8242 | 1.4808 | 19.0153 | 30.9229 | 84.4054 | 117.124 | 8.1808 | 1.4808 | 19.0153 | 30.9229 | 84.4054 | 117.715 | 8.1808 | 1.4808 | 19.0153
U | d146r | 27.9127 | 64.7926 | 112.826 | 7.8153 | 1.4808 | 19.0153 | 30.9229 | 84.4054 | 117.029 | 8.1808 | 1.4808 | 19.0153 | 30.9229 | 84.4054 | 117.715 | 8.1808 | 1.4808 | 19.0153
U | d146s | 26.1243 | 61.8096 | 110.983 | 7.8008 | 1.4808 | 19.0153 | 30.9229 | 84.4054 | 116.932 | 8.1808 | 1.4808 | 19.0153 | 30.9229 | 84.4054 | 117.715 | 8.1808 | 1.4808 | 19.0153
U | d146t | 23.364 | 57.0643 | 106.312 | 7.787 | 1.4808 | 19.0153 | 30.9229 | 84.4054 | 116.771 | 8.1808 | 1.4808 | 19.0153 | 30.9229 | 84.4054 | 117.715 | 8.1808 | 1.4808 | 19.0153
U | d146u | 20.782 | 49.2971 | 97.1334 | 7.7743 | 1.4808 | 19.0153 | 30.9229 | 84.4054 | 116.6 | 8.1808 | 1.4808 | 19.0153 | 30.9229 | 84.2964 | 116.24 | 8.1808 | 1.4808 | 19.0153
U | d146v | 19.0765 | 44.9411 | 93.0945 | 7.7673 | 1.4808 | 19.0153 | 30.9229 | 84.4054 | 116.539 | 8.1808 | 1.4808 | 19.0153 | 30.9229 | 84.2854 | 115.285 | 8.1808 | 1.4808 | 19.0153
U | d146x | 18.1918 | 43.1347 | 87.3011 | 7.7623 | 1.4808 | 19.0153 | 30.9229 | 84.4054 | 116.498 | 8.1808 | 1.4808 | 19.0153 | 30.9229 | 84.2504 | 114.556 | 8.1808 | 1.4808 | 19.0153
U | d146y | 16.923 | 40.5626 | 78.3538 | 7.7567 | 1.4808 | 19.0153 | 30.9229 | 84.4054 | 116.481 | 8.1808 | 1.4808 | 19.0153 | 30.9229 | 84.0738 | 112.263 | 8.1808 | 1.4808 | 19.0153
U | d147a | 16.0852 | 41.8189 | 76.4406 | 7.7516 | 1.4808 | 19.0153 | 30.9229 | 84.4054 | 116.468 | 8.1808 | 1.4808 | 19.0153 | 30.9229 | 84.0705 | 111.581 | 8.1808 | 1.4808 | 19.0153
U | d147b | 16.0198 | 42.5735 | 77.2522 | 7.7508 | 1.4808 | 19.0153 | 30.9229 | 84.4054 | 116.473 | 8.1808 | 1.4808 | 19.0153 | 30.9229 | 84.0744 | 111.921 | 8.1808 | 1.4808 | 19.0153
U | d147c | 16.6834 | 42.7945 | 77.7839 | 7.7505 | 1.4808 | 19.0153 | 30.9229 | 84.4054 | 116.481 | 8.1808 | 1.4808 | 19.0153 | 30.9229 | 84.0849 | 112.295 | 8.1808 | 1.4808 | 19.0153
U | d147d | 16.5439 | 42.3739 | 78.3494 | 7.7506 | 1.4808 | 19.0153 | 30.9229 | 84.4054 | 116.48 | 8.1808 | 1.4808 | 19.0153 | 30.9229 | 84.0863 | 112.437 | 8.1808 | 1.4808 | 19.0153
U | d147e | 17.6413 | 44.6199 | 82.3036 | 7.7535 | 1.4808 | 19.0153 | 30.9229 | 84.4054 | 116.481 | 8.1808 | 1.4808 | 19.0153 | 30.9229 | 84.1547 | 113.421 | 8.1808 | 1.4808 | 19.0153
U | d147f | 20.6394 | 50.4501 | 87.2588 | 7.7643 | 1.4808 | 19.0153 | 30.9229 | 84.4054 | 116.481 | 8.1808 | 1.4808 | 19.0153 | 30.9229 | 84.2915 | 115.218 | 8.1808 | 1.4808 | 19.0153
U | d147g | 23.5997 | 56.7354 | 99.6986 | 7.7745 | 1.4808 | 19.0153 | 30.9229 | 84.4054 | 116.507 | 8.1808 | 1.4808 | 19.0153 | 30.9229 | 84.4054 | 116.521 | 8.1808 | 1.4808 | 19.0153
U | d147h | 25.2267 | 60.5377 | 108.816 | 7.7765 | 1.4808 | 19.0153 | 30.9229 | 84.4054 | 116.603 | 8.1808 | 1.4808 | 19.0153 | 30.9229 | 84.4054 | 117.092 | 8.1808 | 1.4808 | 19.0153
U | d147i | 25.6192 | 59.609 | 105.734 | 7.7766 | 1.4808 | 19.0153 | 30.9229 | 84.4054 | 116.636 | 8.1808 | 1.4808 | 19.0153 | 30.9229 | 84.4054 | 117.142 | 8.1808 | 1.4808 | 19.0153
U | d147j | 25.6585 | 58.9133 | 103.134 | 7.7807 | 1.4808 | 19.0153 | 30.9229 | 84.4054 | 116.658 | 8.1808 | 1.4808 | 19.0153 | 30.9229 | 84.4054 | 117.161 | 8.1808 | 1.4808 | 19.0153
U | d147k | 25.2526 | 54.891 | 94.5849 | 7.7808 | 1.4808 | 19.0153 | 30.9229 | 84.4054 | 116.652 | 8.1808 | 1.4808 | 19.0153 | 30.9229 | 84.4054 | 117.17 | 8.1808 | 1.4808 | 19.0153
U | d147l | 26.7506 | 55.5951 | 98.4491 | 7.7876 | 1.4808 | 19.0153 | 30.9229 | 84.4054 | 116.748 | 8.1808 | 1.4808 | 19.0153 | 30.9229 | 84.4054 | 117.261 | 8.1808 | 1.4808 | 19.0153
U | d147m | 25.9239 | 52.0095 | 92.7677 | 7.7852 | 1.4808 | 19.0153 | 30.9229 | 84.4054 | 116.717 | 8.1808 | 1.4808 | 19.0153 | 30.9229 | 84.4054 | 117.207 | 8.1808 | 1.4808 | 19.0153
U | d147n | 27.2504 | 57.3281 | 100.638 | 7.7922 | 1.4808 | 19.0153 | 30.9229 | 84.4054 | 116.832 | 8.1808 | 1.4808 | 19.0153 | 30.9229 | 84.4054 | 117.553 | 8.1808 | 1.4808 | 19.0153
U | d147o | 25.9733 | 56.5523 | 99.8768 | 7.7878 | 1.4808 | 19.0153 | 30.9229 | 84.4054 | 116.76 | 8.1808 | 1.4808 | 19.0153 | 30.9229 | 84.4054 | 117.238 | 8.1808 | 1.4808 | 19.0153
U | d147p | 25.958 | 59.1706 | 103.945 | 7.7906 | 1.4808 | 19.0153 | 30.9229 | 84.4054 | 116.799 | 8.1808 | 1.4808 | 19.0153 | 30.9229 | 84.4054 | 117.278 | 8.1808 | 1.4808 | 19.0153
U | d147q | 27.0215 | 63.8818 | 110.39 | 7.7988 | 1.4808 | 19.0153 | 30.9229 | 84.4054 | 117.001 | 8.1808 | 1.4808 | 19.0153 | 30.9229 | 84.4054 | 117.715 | 8.1808 | 1.4808 | 19.0153
U | d147r | 26.2672 | 63.054 | 109.128 | 7.7973 | 1.4808 | 19.0153 | 30.9229 | 84.4054 | 116.913 | 8.1808 | 1.4808 | 19.0153 | 30.9229 | 84.4054 | 117.715 | 8.1808 | 1.4808 | 19.0153
U | d147s | 25.9653 | 61.4439 | 108.036 | 7.7953 | 1.4808 | 19.0153 | 30.9229 | 84.4054 | 116.848 | 8.1808 | 1.4808 | 19.0153 | 30.9229 | 84.4054 | 117.304 | 8.1808 | 1.4808 | 19.0153
U | d147t | 23.9826 | 54.7141 | 100.248 | 7.7868 | 1.4808 | 19.0153 | 30.9229 | 84.4054 | 116.681 | 8.1808 | 1.4808 | 19.0153 | 30.9229 | 84.4054 | 116.781 | 8.1808 | 1.4808 | 19.0153
U | d147u | 22.138 | 49.622 | 94.5086 | 7.7785 | 1.4808 | 19.0153 | 30.9229 | 84.4054 | 116.596 | 8.1808 | 1.4808 | 19.0153 | 30.9229 | 84.2399 | 116.01 | 8.1808 | 1.4808 | 19.0153
U | d147v | 20.3784 | 45.6897 | 91.196 | 7.7724 | 1.4808 | 19.0153 | 30.9229 | 84.4054 | 116.554 | 8.1808 | 1.4808 | 19.0153 | 30.9229 | 84.2019 | 114.67 | 8.1808 | 1.4808 | 19.0153
U | d147x | 20.0663 | 44.2815 | 88.5698 | 7.768 | 1.4808 | 19.0153 | 30.9229 | 84.4054 | 116.527 | 8.1808 | 1.4808 | 19.0153 | 30.9229 | 84.0967 | 113.21 | 8.1808 | 1.4808 | 19.0153
U | d147y | 19.4194 | 44.2118 | 84.6965 | 7.763 | 1.4808 | 19.0153 | 30.9229 | 84.4054 | 116.547 | 8.1808 | 1.4808 | 19.0153 | 30.9229 | 84.053 | 112.114 | 8.1808 | 1.4808 | 19.0153
U | d148a | 19.1498 | 46.4416 | 85.365 | 7.7611 | 1.4808 | 19.0153 | 30.9229 | 84.4054 | 116.556 | 8.1808 | 1.4808 | 19.0153 | 30.9229 | 84.0526 | 111.702 | 8.1808 | 1.4808 | 19.0153
U | d148b | 19.1563 | 48.6529 | 84.851 | 7.7614 | 1.4808 | 19.0153 | 30.9229 | 84.4054 | 116.569 | 8.1808 | 1.4808 | 19.0153 | 30.9229 | 84.0526 | 111.677 | 8.1808 | 1.4808 | 19.0153
U | d148c | 19.9078 | 50.8221 | 84.1274 | 7.762 | 1.4808 | 19.0153 | 30.9229 | 84.4054 | 116.589 | 8.1808 | 1.4808 | 19.0153 | 30.9229 | 84.0536 | 111.677 | 8.1808 | 1.4808 | 19.0153
U | d148d | 21.6152 | 51.4578 | 83.9624 | 7.7627 | 1.4808 | 19.0153 | 30.9229 | 84.4054 | 116.598 | 8.1808 | 1.4808 | 19.0153 | 30.9229 | 84.053 | 111.614 | 8.1808 | 1.4808 | 19.0153
U | d148e | 23.3681 | 50.5125 | 83.634 | 7.7632 | 1.4808 | 19.0153 | 30.9229 | 84.4054 | 116.643 | 8.1808 | 1.4808 | 19.0153 | 30.9229 | 84.0804 | 112.526 | 8.1808 | 1.4808 | 19.0153
U | d148f | 23.6206 | 50.4716 | 82.5657 | 7.7645 | 1.4808 | 19.0153 | 30.9229 | 84.4054 | 116.828 | 8.1808 | 1.4808 | 19.0153 | 30.9229 | 84.2311 | 114.589 | 8.1808 | 1.4808 | 19.0153
U | d148g | 25.5618 | 56.2732 | 89.487 | 7.7711 | 1.4808 | 19.0153 | 30.9229 | 84.4054 | 117.715 | 8.1808 | 1.4808 | 19.0153 | 30.9229 | 84.4054 | 116.68 | 8.1808 | 1.4808 | 19.0153
U | d148h | 27.162 | 59.8114 | 94.5712 | 7.7766 | 1.4808 | 19.0153 | 30.9229 | 84.4054 | 117.715 | 8.1808 | 1.4808 | 19.0153 | 30.9229 | 84.4054 | 117.715 | 8.1808 | 1.4808 | 19.0153
U | d148i | 27.3503 | 57.891 | 95.1105 | 7.7801 | 1.4808 | 19.0153 | 30.9229 | 84.4054 | 117.715 | 8.1808 | 1.4808 | 19.0153 | 30.9229 | 84.4054 | 117.715 | 8.1808 | 1.4808 | 19.0153
U | d148j | 27.7654 | 54.064 | 91.4739 | 7.7863 | 1.4808 | 19.0153 | 30.9229 | 84.4054 | 117.715 | 8.1808 | 1.4808 | 19.0153 | 30.9229 | 84.4054 | 117.715 | 8.1808 | 1.4808 | 19.0153
U | d148k | 27.4647 | 48.1902 | 84.3136 | 7.7851 | 1.4808 | 19.0153 | 30.9229 | 84.4054 | 117.715 | 8.1808 | 1.4808 | 19.0153 | 30.9229 | 84.4054 | 117.715 | 8.1808 | 1.4808 | 19.0153
U | d148l | 28.121 | 50.8741 | 88.1341 | 7.7939 | 1.4808 | 19.0153 | 30.9229 | 84.4054 | 117.715 | 8.1808 | 1.4808 | 19.0153 | 30.9229 | 84.4054 | 117.715 | 8.1808 | 1.4808 | 19.0153
U | d148m | 29.1787 | 53.3551 | 89.4093 | 7.7993 | 1.4808 | 19.0153 | 30.9229 | 84.4054 | 117.715 | 8.1808 | 1.4808 | 19.0153 | 30.9229 | 84.4054 | 117.715 | 8.1808 | 1.4808 | 19.0153
U | d148n | 29.0275 | 51.9812 | 89.8833 | 7.7984 | 1.4808 | 19.0153 | 30.9229 | 84.4054 | 117.715 | 8.1808 | 1.4808 | 19.0153 | 30.9229 | 84.4054 | 117.715 | 8.1808 | 1.4808 | 19.0153
U | d148o | 29.7559 | 54.6111 | 98.3502 | 7.8013 | 1.4808 | 19.0153 | 30.9229 | 84.4054 | 117.715 | 8.1808 | 1.4808 | 19.0153 | 30.9229 | 84.4054 | 117.715 | 8.1808 | 1.4808 | 19.0153
U | d148p | 29.6821 | 56.9478 | 102.896 | 7.8039 | 1.4808 | 19.0153 | 30.9229 | 84.4054 | 117.715 | 8.1808 | 1.4808 | 19.0153 | 30.9229 | 84.4054 | 117.715 | 8.1808 | 1.4808 | 19.0153
U | d148q | 30.7693 | 65.5265 | 112.487 | 7.8266 | 1.4808 | 19.0153 | 30.9229 | 84.4054 | 117.715 | 8.1808 | 1.4808 | 19.0153 | 30.9229 | 84.4054 | 117.715 | 8.1808 | 1.4808 | 19.0153
U | d148r | 30.2854 | 61.4728 | 109.207 | 7.8129 | 1.4808 | 19.0153 | 30.9229 | 84.4054 | 117.715 | 8.1808 | 1.4808 | 19.0153 | 30.9229 | 84.4054 | 117.715 | 8.1808 | 1.4808 | 19.0153
U | d148s | 30.2266 | 60.6028 | 108.1 | 7.81 | 1.4808 | 19.0153 | 30.9229 | 84.4054 | 117.715 | 8.1808 | 1.4808 | 19.0153 | 30.9229 | 84.4054 | 117.715 | 8.1808 | 1.4808 | 19.0153
U | d148t | 29.1439 | 55.8868 | 102.379 | 7.7981 | 1.4808 | 19.0153 | 30.9229 | 84.4054 | 117.715 | 8.1808 | 1.4808 | 19.0153 | 30.9229 | 84.4054 | 117.715 | 8.1808 | 1.4808 | 19.0153
U | d148u | 26.1759 | 49.2037 | 93.2373 | 7.7877 | 1.4808 | 19.0153 | 30.9229 | 84.4054 | 117.373 | 8.1808 | 1.4808 | 19.0153 | 30.9229 | 84.3399 | 116.589 | 8.1808 | 1.4808 | 19.0153
U | d148v | 24.0535 | 44.8545 | 88.9076 | 7.7762 | 1.4808 | 19.0153 | 30.9229 | 84.4054 | 117.289 | 8.1808 | 1.4808 | 19.0153 | 30.9229 | 84.335 | 115.792 | 8.1808 | 1.4808 | 19.0153
U | d148x | 21.9984 | 39.2674 | 81.1227 | 7.7679 | 1.4808 | 19.0153 | 30.9229 | 84.4054 | 116.828 | 8.1808 | 1.4808 | 19.0153 | 30.9229 | 84.1191 | 113.526 | 8.1808 | 1.4808 | 19.0153
U | d148y | 20.2059 | 38.7665 | 75.5241 | 7.7629 | 1.4808 | 19.0153 | 30.9229 | 84.4054 | 116.759 | 8.1808 | 1.4808 | 19.0153 | 30.9229 | 84.029 | 112.003 | 8.1808 | 1.4808 | 19.0153
U | d149a | 19.2177 | 38.2597 | 73.8549 | 7.7588 | 1.4808 | 19.0153 | 30.9229 | 84.4054 | 116.758 | 8.1808 | 1.4808 | 19.0153 | 30.9229 | 84.0252 | 111.307 | 8.1808 | 1.4808 | 19.0153
U | d149b | 18.6129 | 38.5865 | 74.5499 | 7.7585 | 1.4808 | 19.0153 | 30.9229 | 84.4054 | 116.801 | 8.1808 | 1.4808 | 19.0153 | 30.9229 | 84.0256 | 111.434 | 8.1808 | 1.4808 | 19.0153
U | d149c | 18.4395 | 38.6963 | 74.8314 | 7.7593 | 1.4808 | 19.0153 | 30.9229 | 84.4054 | 116.84 | 8.1808 | 1.4808 | 19.0153 | 30.9229 | 84.0317 | 111.66 | 8.1808 | 1.4808 | 19.0153
U | d149d | 18.2158 | 38.7154 | 74.8912 | 7.7594 | 1.4808 | 19.0153 | 30.9229 | 84.4054 | 116.852 | 8.1808 | 1.4808 | 19.0153 | 30.9229 | 84.0328 | 111.817 | 8.1808 | 1.4808 | 19.0153
U | d149e | 18.5281 | 38.9995 | 75.6712 | 7.7605 | 1.4808 | 19.0153 | 30.9229 | 84.4054 | 117.025 | 8.1808 | 1.4808 | 19.0153 | 30.9229 | 84.0933 | 113.056 | 8.1808 | 1.4808 | 19.0153
U | d149f | 18.993 | 40.8673 | 79.0312 | 7.7634 | 1.4808 | 19.0153 | 30.9229 | 84.4054 | 117.339 | 8.1808 | 1.4808 | 19.0153 | 30.9229 | 84.3366 | 115.514 | 8.1808 | 1.4808 | 19.0153
U | d149g | 21.9333 | 48.6962 | 89.3261 | 7.7789 | 1.4808 | 19.0153 | 30.9229 | 84.4054 | 117.715 | 8.1808 | 1.4808 | 19.0153 | 30.9229 | 84.4054 | 117.135 | 8.1808 | 1.4808 | 19.0153
U | d149h | 26.701 | 58.9432 | 104.217 | 7.795 | 1.4808 | 19.0153 | 30.9229 | 84.4054 | 117.715 | 8.1808 | 1.4808 | 19.0153 | 30.9229 | 84.4054 | 117.715 | 8.1808 | 1.4808 | 19.0153
U | d149i | 27.4842 | 60.5734 | 107.227 | 7.8023 | 1.4808 | 19.0153 | 30.9229 | 84.4054 | 117.715 | 8.1808 | 1.4808 | 19.0153 | 30.9229 | 84.4054 | 117.715 | 8.1808 | 1.4808 | 19.0153
U | d149j | 26.5208 | 52.0472 | 95.0784 | 7.7939 | 1.4808 | 19.0153 | 30.9229 | 84.4054 | 117.715 | 8.1808 | 1.4808 | 19.0153 | 30.9229 | 84.4054 | 117.715 | 8.1808 | 1.4808 | 19.0153
U | d149k | 26.6149 | 50.0114 | 93.4053 | 7.7874 | 1.4808 | 19.0153 | 30.9229 | 84.4054 | 117.715 | 8.1808 | 1.4808 | 19.0153 | 30.9229 | 84.4054 | 117.715 | 8.1808 | 1.4808 | 19.0153
U | d149l | 26.8513 | 50.797 | 94.8081 | 7.7843 | 1.4808 | 19.0153 | 30.9229 | 84.4054 | 117.715 | 8.1808 | 1.4808 | 19.0153 | 30.9229 | 84.4054 | 117.715 | 8.1808 | 1.4808 | 19.0153
U | d149m | 27.1639 | 51.3254 | 95.2665 | 7.7862 | 1.4808 | 19.0153 | 30.9229 | 84.4054 | 117.715 | 8.1808 | 1.4808 | 19.0153 | 30.9229 | 84.4054 | 117.715 | 8.1808 | 1.4808 | 19.0153
U | d149n | 27.0995 | 52.0741 | 96.4309 | 7.7858 | 1.4808 | 19.0153 | 30.9229 | 84.4054 | 117.715 | 8.1808 | 1.4808 | 19.0153 | 30.9229 | 84.4054 | 117.715 | 8.1808 | 1.4808 | 19.0153
U | d149o | 27.7895 | 56.6299 | 103.465 | 7.7891 | 1.4808 | 19.0153 | 30.9229 | 84.4054 | 117.715 | 8.1808 | 1.4808 | 19.0153 | 30.9229 | 84.4054 | 117.715 | 8.1808 | 1.4808 | 19.0153
U | d149p | 28.2281 | 60.3281 | 107.927 | 7.7924 | 1.4808 | 19.0153 | 30.9229 | 84.4054 | 117.715 | 8.1808 | 1.4808 | 19.0153 | 30.9229 | 84.4054 | 117.715 | 8.1808 | 1.4808 | 19.0153
U | d149q | 29.627 | 67.7588 | 114.248 | 7.8039 | 1.4808 | 19.0153 | 30.9229 | 84.4054 | 117.715 | 8.1808 | 1.4808 | 19.0153 | 30.9229 | 84.4054 | 117.715 | 8.1808 | 1.4808 | 19.0153
U | d149r | 29.1817 | 64.6436 | 112.282 | 7.7979 | 1.4808 | 19.0153 | 30.9229 | 84.4054 | 117.715 | 8.1808 | 1.4808 | 19.0153 | 30.9229 | 84.4054 | 117.715 | 8.1808 | 1.4808 | 19.0153
U | d149s | 27.6524 | 58.4187 | 106.959 | 7.7925 | 1.4808 | 19.0153 | 30.9229 | 84.4054 | 117.715 | 8.1808 | 1.4808 | 19.0153 | 30.9229 | 84.4054 | 117.715 | 8.1808 | 1.4808 | 19.0153
U | d149t | 25.9106 | 54.4193 | 100.794 | 7.7872 | 1.4808 | 19.0153 | 30.9229 | 84.4054 | 117.715 | 8.1808 | 1.4808 | 19.0153 | 30.9229 | 84.4054 | 117.715 | 8.1808 | 1.4808 | 19.0153
U | d149u | 23.563 | 51.4954 | 96.0992 | 7.7825 | 1.4808 | 19.0153 | 30.9229 | 84.4054 | 117.297 | 8.1808 | 1.4808 | 19.0153 | 30.9229 | 84.309 | 116.595 | 8.1808 | 1.4808 | 19.0153
U | d149v | 21.9386 | 46.9034 | 91.3913 | 7.7707 | 1.4808 | 19.0153 | 30.9229 | 84.4054 | 117.127 | 8.1808 | 1.4808 | 19.0153 | 30.9229 | 84.2958 | 115.521 | 8.1808 | 1.4808 | 19.0153
U | d149x | 20.6798 | 43.0414 | 85.7689 | 7.7643 | 1.4808 | 19.0153 | 30.9229 | 84.4054 | 116.847 | 8.1808 | 1.4808 | 19.0153 | 30.9229 | 84.0831 | 113.23 | 8.1808 | 1.4808 | 19.0153
U | d149y | 19.767 | 45.1421 | 82.7152 | 7.7619 | 1.4808 | 19.0153 | 30.9229 | 84.4054 | 116.802 | 8.1808 | 1.4808 | 19.0153 | 30.9229 | 83.9809 | 111.65 | 8.1808 | 1.4808 | 19.0153
U | d150a | 19.0758 | 45.9394 | 82.571 | 7.7616 | 1.4808 | 19.0153 | 30.9229 | 84.4054 | 116.803 | 8.1808 | 1.4808 | 19.0153 | 30.9229 | 83.9753 | 110.925 | 8.1808 | 1.4808 | 19.0153
U | d150b | 18.7603 | 47.3773 | 84.6866 | 7.7614 | 1.4808 | 19.0153 | 30.9229 | 84.4054 | 116.84 | 8.1808 | 1.4808 | 19.0153 | 30.9229 | 83.9748 | 111.02 | 8.1808 | 1.4808 | 19.0153
U | d150c | 18.8395 | 49.4844 | 86.3961 | 7.7627 | 1.4808 | 19.0153 | 30.9229 | 84.4054 | 116.869 | 8.1808 | 1.4808 | 19.0153 | 30.9229 | 83.9788 | 111.134 | 8.1808 | 1.4808 | 19.0153
U | d150d | 18.7148 | 49.6146 | 87.2399 | 7.7642 | 1.4808 | 19.0153 | 30.9229 | 84.4054 | 116.876 | 8.1808 | 1.4808 | 19.0153 | 30.9229 | 83.983 | 111.313 | 8.1808 | 1.4808 | 19.0153
U | d150e | 19.8091 | 52.8215 | 90.8503 | 7.7683 | 1.4808 | 19.0153 | 30.9229 | 84.4054 | 116.988 | 8.1808 | 1.4808 | 19.0153 | 30.9229 | 84.0384 | 112.581 | 8.1808 | 1.4808 | 19.0153
U | d150f | 23.7693 | 60.2738 | 98.0467 | 7.7861 | 1.4808 | 19.0153 | 30.9229 | 84.4054 | 117.296 | 8.1808 | 1.4808 | 19.0153 | 30.9229 | 84.3032 | 115.691 | 8.1808 | 1.4808 | 19.0153
U | d150g | 27.9328 | 67.9662 | 109.223 | 7.8152 | 1.4808 | 19.0153 | 30.9229 | 84.4054 | 117.715 | 8.1808 | 1.4808 | 19.0153 | 30.9229 | 84.4054 | 117.204 | 8.1808 | 1.4808 | 19.0153
U | d150h | 30.2284 | 75.6803 | 115.406 | 7.8365 | 1.4808 | 19.0153 | 30.9229 | 84.4054 | 117.715 | 8.1808 | 1.4808 | 19.0153 | 30.9229 | 84.4054 | 117.715 | 8.1808 | 1.4808 | 19.0153
U | d150i | 30.3766 | 73.8937 | 114.575 | 7.8279 | 1.4808 | 19.0153 | 30.9229 | 84.4054 | 117.715 | 8.1808 | 1.4808 | 19.0153 | 30.9229 | 84.4054 | 117.715 | 8.1808 | 1.4808 | 19.0153
U | d150j | 30.4761 | 70.3605 | 112.149 | 7.8398 | 1.4808 | 19.0153 | 30.9229 | 84.4054 | 117.715 | 8.1808 | 1.4808 | 19.0153 | 30.9229 | 84.4054 | 117.715 | 8.1808 | 1.4808 | 19.0153
U | d150k | 30.6882 | 72.5943 | 112.049 | 7.8438 | 1.4808 | 19.0153 | 30.9229 | 84.4054 | 117.715 | 8.1808 | 1.4808 | 19.0153 | 30.9229 | 84.4054 | 117.715 | 8.1808 | 1.4808 | 19.0153
U | d150l | 30.4766 | 70.8816 | 111.08 | 7.8333 | 1.4808 | 19.0153 | 30.9229 | 84.4054 | 117.715 | 8.1808 | 1.4808 | 19.0153 | 30.9229 | 84.4054 | 117.715 | 8.1808 | 1.4808 | 19.0153
U | d150m | 30.9229 | 74.4441 | 113.425 | 7.8556 | 1.4808 | 19.0153 | 30.9229 | 84.4054 | 117.715 | 8.1808 | 1.4808 | 19.0153 | 30.9229 | 84.4054 | 117.715 | 8.1808 | 1.4808 | 19.0153
U | d150n | 30.9229 | 75.5409 | 113.763 | 7.907 | 1.4808 | 19.0153 | 30.9229 | 84.4054 | 117.715 | 8.1808 | 1.4808 | 19.0153 | 30.9229 | 84.4054 | 117.715 | 8.1808 | 1.4808 | 19.0153
U | d150o | 30.9229 | 76.6394 | 114.129 | 7.9416 | 1.4808 | 19.0153 | 30.9229 | 84.4054 | 117.715 | 8.1808 | 1.4808 | 19.0153 | 30.9229 | 84.4054 | 117.715 | 8.1808 | 1.4808 | 19.0153
U | d150p | 30.9229 | 78.9415 | 115.095 | 8.0197 | 1.4808 | 19.0153 | 30.9229 | 84.4054 | 117.715 | 8.1808 | 1.4808 | 19.0153 | 30.9229 | 84.4054 | 117.715 | 8.1808 | 1.4808 | 19.0153
U | d150q | 30.9229 | 81.1506 | 116.512 | 8.0401 | 1.4808 | 19.0153 | 30.9229 | 84.4054 | 117.715 | 8.1808 | 1.4808 | 19.0153 | 30.9229 | 84.4054 | 117.715 | 8.1808 | 1.4808 | 19.0153
U | d150r | 30.9229 | 79.8086 | 115.879 | 7.9993 | 1.4808 | 19.0153 | 30.9229 | 84.4054 | 117.715 | 8.1808 | 1.4808 | 19.0153 | 30.9229 | 84.4054 | 117.715 | 8.1808 | 1.4808 | 19.0153
U | d150s | 30.9229 | 76.7936 | 114.714 | 7.921 | 1.4808 | 19.0153 | 30.9229 | 84.4054 | 117.715 | 8.1808 | 1.4808 | 19.0153 | 30.9229 | 84.4054 | 117.715 | 8.1808 | 1.4808 | 19.0153
U | d150t | 30.9229 | 73.201 | 113.224 | 7.8412 | 1.4808 | 19.0153 | 30.9229 | 84.4054 | 117.715 | 8.1808 | 1.4808 | 19.0153 | 30.9229 | 84.4054 | 117.715 | 8.1808 | 1.4808 | 19.0153
U | d150u | 30.8773 | 65.95 | 107.264 | 7.8148 | 1.4808 | 19.0153 | 30.9229 | 84.4054 | 117.321 | 8.1808 | 1.4808 | 19.0153 | 30.9229 | 84.2145 | 116.159 | 8.1808 | 1.4808 | 19.0153
U | d150v | 28.943 | 59.8291 | 98.1253 | 7.7904 | 1.4808 | 19.0153 | 30.9229 | 84.4054 | 117.081 | 8.1808 | 1.4808 | 19.0153 | 30.9229 | 83.9966 | 113.637 | 8.1808 | 1.4808 | 19.0153
U | d150x | 27.2843 | 57.3506 | 95.6314 | 7.781 | 1.4808 | 19.0153 | 30.9229 | 84.4054 | 116.91 | 8.1808 | 1.4808 | 19.0153 | 30.9229 | 83.9353 | 112.138 | 8.1808 | 1.4808 | 19.0153
U | d150y | 25.7743 | 54.9358 | 87.5335 | 7.7711 | 1.4808 | 19.0153 | 30.9229 | 84.4054 | 116.818 | 8.1808 | 1.4808 | 19.0153 | 30.9229 | 83.8108 | 108.432 | 8.1808 | 1.4808 | 19.0153
U | d151a | 25.437 | 54.3485 | 86.1219 | 7.7684 | 1.4808 | 19.0153 | 30.9229 | 84.4054 | 116.809 | 8.1808 | 1.4808 | 19.0153 | 30.9229 | 83.788 | 106.181 | 8.1808 | 1.4808 | 19.0153
U | d151b | 25.616 | 54.9807 | 87.6549 | 7.7673 | 1.4808 | 19.0153 | 30.9229 | 84.4054 | 116.834 | 8.1808 | 1.4808 | 19.0153 | 30.9229 | 83.7803 | 105.969 | 8.1808 | 1.4808 | 19.0153
U | d151c | 26.2546 | 56.814 | 89.3749 | 7.7647 | 1.4808 | 19.0153 | 30.9229 | 84.4054 | 116.843 | 8.1808 | 1.4808 | 19.0153 | 30.9229 | 83.7711 | 105.67 | 8.1808 | 1.4808 | 19.0153
U | d151d | 26.7326 | 59.0193 | 91.9541 | 7.7635 | 1.4808 | 19.0153 | 30.9229 | 84.4054 | 116.852 | 8.1808 | 1.4808 | 19.0153 | 30.9229 | 83.7669 | 105.702 | 8.1808 | 1.4808 | 19.0153
U | d151e | 27.9989 | 63.307 | 96.8519 | 7.7659 | 1.4808 | 19.0153 | 30.9229 | 84.4054 | 116.918 | 8.1808 | 1.4808 | 19.0153 | 30.9229 | 83.7619 | 105.778 | 8.1808 | 1.4808 | 19.0153
U | d151f | 30.0618 | 69.6156 | 103.356 | 7.7784 | 1.4808 | 19.0153 | 30.9229 | 84.4054 | 117.236 | 8.1808 | 1.4808 | 19.0153 | 30.9229 | 83.7709 | 106.25 | 8.1808 | 1.4808 | 19.0153
U | d151g | 30.9229 | 78.4662 | 113.37 | 7.8024 | 1.4808 | 19.0153 | 30.9229 | 84.4054 | 117.715 | 8.1808 | 1.4808 | 19.0153 | 30.9229 | 83.8903 | 110.377 | 8.1808 | 1.4808 | 19.0153
U | d151h | 30.9229 | 81.8274 | 115.896 | 7.824 | 1.4808 | 19.0153 | 30.9229 | 84.4054 | 117.715 | 8.1808 | 1.4808 | 19.0153 | 30.9229 | 84.0021 | 114.147 | 8.1808 | 1.4808 | 19.0153
U | d151i | 30.9229 | 81.0724 | 116.043 | 7.8344 | 1.4808 | 19.0153 | 30.9229 | 84.4054 | 117.715 | 8.1808 | 1.4808 | 19.0153 | 30.9229 | 84.027 | 114.742 | 8.1808 | 1.4808 | 19.0153
U | d151j | 30.9229 | 79.1789 | 115.818 | 7.8652 | 1.4808 | 19.0153 | 30.9229 | 84.4054 | 117.715 | 8.1808 | 1.4808 | 19.0153 | 30.9229 | 84.0516 | 115.293 | 8.1808 | 1.4808 | 19.0153
U | d151k | 30.9229 | 77.3384 | 115.499 | 7.8409 | 1.4808 | 19.0153 | 30.9229 | 84.4054 | 117.715 | 8.1808 | 1.4808 | 19.0153 | 30.9229 | 84.0594 | 115.481 | 8.1808 | 1.4808 | 19.0153
U | d151l | 30.9229 | 78.4724 | 115.778 | 7.8665 | 1.4808 | 19.0153 | 30.9229 | 84.4054 | 117.715 | 8.1808 | 1.4808 | 19.0153 | 30.9229 | 84.0806 | 115.806 | 8.1808 | 1.4808 | 19.0153
U | d151m | 30.9229 | 76.3486 | 115.729 | 7.8608 | 1.4808 | 19.0153 | 30.9229 | 84.4054 | 117.715 | 8.1808 | 1.4808 | 19.0153 | 30.9229 | 84.0617 | 115.567 | 8.1808 | 1.4808 | 19.0153
U | d151n | 30.9229 | 76.1865 | 115.948 | 7.8962 | 1.4808 | 19.0153 | 30.9229 | 84.4054 | 117.715 | 8.1808 | 1.4808 | 19.0153 | 30.9229 | 84.0722 | 115.704 | 8.1808 | 1.4808 | 19.0153
U | d151o | 30.9229 | 77.9406 | 116.343 | 7.9486 | 1.4808 | 19.0153 | 30.9229 | 84.4054 | 117.715 | 8.1808 | 1.4808 | 19.0153 | 30.9229 | 84.0964 | 115.941 | 8.1808 | 1.4808 | 19.0153
U | d151p | 30.9229 | 78.0283 | 116.647 | 7.9533 | 1.4808 | 19.0153 | 30.9229 | 84.4054 | 117.715 | 8.1808 | 1.4808 | 19.0153 | 30.9229 | 84.1191 | 116.143 | 8.1808 | 1.4808 | 19.0153
U | d151q | 30.9229 | 78.701 | 117.327 | 7.9606 | 1.4808 | 19.0153 | 30.9229 | 84.4054 | 117.715 | 8.1808 | 1.4808 | 19.0153 | 30.9229 | 84.4054 | 117.022 | 8.1808 | 1.4808 | 19.0153
U | d151r | 30.9229 | 76.5991 | 116.863 | 7.914 | 1.4808 | 19.0153 | 30.9229 | 84.4054 | 117.715 | 8.1808 | 1.4808 | 19.0153 | 30.9229 | 84.2496 | 116.652 | 8.1808 | 1.4808 | 19.0153
U | d151s | 30.5156 | 70.7736 | 115.564 | 7.833 | 1.4808 | 19.0153 | 30.9229 | 84.4054 | 117.715 | 8.1808 | 1.4808 | 19.0153 | 30.9229 | 84.0428 | 115.486 | 8.1808 | 1.4808 | 19.0153
U | d151t | 28.4195 | 64.3505 | 113.52 | 7.8159 | 1.4808 | 19.0153 | 30.9229 | 84.4054 | 117.715 | 8.1808 | 1.4808 | 19.0153 | 30.9229 | 83.9586 | 114.104 | 8.1808 | 1.4808 | 19.0153
U | d151u | 25.1621 | 56.7605 | 107.253 | 7.7956 | 1.4808 | 19.0153 | 30.9229 | 84.4054 | 117.288 | 8.1808 | 1.4808 | 19.0153 | 30.9229 | 83.8754 | 112.275 | 8.1808 | 1.4808 | 19.0153
U | d151v | 21.5544 | 50.6577 | 99.1818 | 7.7769 | 1.4808 | 19.0153 | 30.9229 | 84.4054 | 117.143 | 8.1808 | 1.4808 | 19.0153 | 30.9229 | 83.7594 | 109.612 | 8.1808 | 1.4808 | 19.0153
U | d151x | 19.0783 | 44.7903 | 91.9217 | 7.7668 | 1.4808 | 19.0153 | 30.9229 | 84.4054 | 116.849 | 8.1808 | 1.4808 | 19.0153 | 30.9229 | 83.6472 | 105.225 | 8.1808 | 1.4808 | 19.0153
U | d151y | 17.7036 | 42.6706 | 86.3416 | 7.7573 | 1.4808 | 19.0153 | 30.9229 | 84.4054 | 116.81 | 8.1808 | 1.4808 | 19.0153 | 30.9229 | 83.6072 | 104.219 | 8.1808 | 1.4808 | 19.0153
U | d152a | 16.8677 | 42.0561 | 85.6108 | 7.7521 | 1.4808 | 19.0153 | 30.9229 | 84.4054 | 116.81 | 8.1808 | 1.4808 | 19.0153 | 30.9229 | 83.594 | 102.588 | 8.1808 | 1.4808 | 19.0153
U | d152b | 16.4873 | 42.3944 | 86.9738 | 7.7491 | 1.4808 | 19.0153 | 30.9229 | 84.4054 | 116.83 | 8.1808 | 1.4808 | 19.0153 | 30.9229 | 83.5871 | 102.622 | 8.1808 | 1.4808 | 19.0153
U | d152c | 16.3287 | 42.7021 | 87.5312 | 7.7477 | 1.4808 | 19.0153 | 30.9229 | 84.4054 | 116.839 | 8.1808 | 1.4808 | 19.0153 | 30.9229 | 83.5752 | 102.319 | 8.1808 | 1.4808 | 19.0153
U | d152d | 16.2246 | 42.7369 | 87.676 | 7.7472 | 1.4808 | 19.0153 | 30.9229 | 84.4054 | 116.843 | 8.1808 | 1.4808 | 19.0153 | 30.9229 | 83.5707 | 102.568 | 8.1808 | 1.4808 | 19.0153
U | d152e | 17.2947 | 45.4387 | 90.4194 | 7.751 | 1.4808 | 19.0153 | 30.9229 | 84.4054 | 116.925 | 8.1808 | 1.4808 | 19.0153 | 30.9229 | 83.5691 | 102.393 | 8.1808 | 1.4808 | 19.0153
U | d152f | 19.9612 | 51.2189 | 94.9138 | 7.7603 | 1.4808 | 19.0153 | 30.9229 | 84.4054 | 117.218 | 8.1808 | 1.4808 | 19.0153 | 30.9229 | 83.5882 | 103.766 | 8.1808 | 1.4808 | 19.0153
U | d152g | 23.2031 | 58.4875 | 105.798 | 7.7752 | 1.4808 | 19.0153 | 30.9229 | 84.4054 | 117.715 | 8.1808 | 1.4808 | 19.0153 | 30.9229 | 83.6837 | 107.334 | 8.1808 | 1.4808 | 19.0153
U | d152h | 24.722 | 60.9809 | 111.424 | 7.7804 | 1.4808 | 19.0153 | 30.9229 | 84.4054 | 117.715 | 8.1808 | 1.4808 | 19.0153 | 30.9229 | 83.8224 | 110.803 | 8.1808 | 1.4808 | 19.0153
U | d152i | 25.6873 | 62.175 | 113.266 | 7.7818 | 1.4808 | 19.0153 | 30.9229 | 84.4054 | 117.715 | 8.1808 | 1.4808 | 19.0153 | 30.9229 | 83.9186 | 113.328 | 8.1808 | 1.4808 | 19.0153
U | d152j | 27.5683 | 65.2231 | 114.83 | 7.7869 | 1.4808 | 19.0153 | 30.9229 | 84.4054 | 117.715 | 8.1808 | 1.4808 | 19.0153 | 30.9229 | 84.0093 | 115.248 | 8.1808 | 1.4808 | 19.0153
U | d152k | 27.748 | 65.0574 | 114.67 | 7.7912 | 1.4808 | 19.0153 | 30.9229 | 84.4054 | 117.715 | 8.1808 | 1.4808 | 19.0153 | 30.9229 | 84.0322 | 115.675 | 8.1808 | 1.4808 | 19.0153
U | d152l | 28.4865 | 67.813 | 115.225 | 7.7969 | 1.4808 | 19.0153 | 30.9229 | 84.4054 | 117.715 | 8.1808 | 1.4808 | 19.0153 | 30.9229 | 84.1222 | 116.342 | 8.1808 | 1.4808 | 19.0153
U | d152m | 28.0356 | 65.67 | 114.651 | 7.7939 | 1.4808 | 19.0153 | 30.9229 | 84.4054 | 117.715 | 8.1808 | 1.4808 | 19.0153 | 30.9229 | 84.063 | 116.002 | 8.1808 | 1.4808 | 19.0153
U | d152n | 28.4572 | 67.8808 | 115.223 | 7.799 | 1.4808 | 19.0153 | 30.9229 | 84.4054 | 117.715 | 8.1808 | 1.4808 | 19.0153 | 30.9229 | 84.1136 | 116.37 | 8.1808 | 1.4808 | 19.0153
U | d152o | 28.409 | 68.0727 | 115.112 | 7.7999 | 1.4808 | 19.0153 | 30.9229 | 84.4054 | 117.715 | 8.1808 | 1.4808 | 19.0153 | 30.9229 | 84.1041 | 116.32 | 8.1808 | 1.4808 | 19.0153
U | d152p | 27.918 | 67.3878 | 115.273 | 7.7941 | 1.4808 | 19.0153 | 30.9229 | 84.4054 | 117.715 | 8.1808 | 1.4808 | 19.0153 | 30.9229 | 84.0563 | 115.922 | 8.1808 | 1.4808 | 19.0153
U | d152q | 27.4255 | 66.1299 | 115.095 | 7.7913 | 1.4808 | 19.0153 | 30.9229 | 84.4054 | 117.715 | 8.1808 | 1.4808 | 19.0153 | 30.9229 | 84.0416 | 115.82 | 8.1808 | 1.4808 | 19.0153
U | d152r | 27.2822 | 66.3715 | 115.213 | 7.7893 | 1.4808 | 19.0153 | 30.9229 | 84.4054 | 117.715 | 8.1808 | 1.4808 | 19.0153 | 30.9229 | 84.0429 | 115.786 | 8.1808 | 1.4808 | 19.0153
U | d152s | 26.3069 | 64.3774 | 114.516 | 7.7857 | 1.4808 | 19.0153 | 30.9229 | 84.4054 | 117.715 | 8.1808 | 1.4808 | 19.0153 | 30.9229 | 84.005 | 115.348 | 8.1808 | 1.4808 | 19.0153
U | d152t | 24.2427 | 59.5656 | 111.944 | 7.7804 | 1.4808 | 19.0153 | 30.9229 | 84.4054 | 117.715 | 8.1808 | 1.4808 | 19.0153 | 30.9229 | 83.9519 | 114.127 | 8.1808 | 1.4808 | 19.0153
U | d152u | 22.9089 | 56.8515 | 110.078 | 7.7756 | 1.4808 | 19.0153 | 30.9229 | 84.4054 | 117.715 | 8.1808 | 1.4808 | 19.0153 | 30.9229 | 83.9497 | 114.214 | 8.1808 | 1.4808 | 19.0153
U | d152v | 19.3869 | 46.19 | 96.7108 | 7.7641 | 1.4808 | 19.0153 | 30.9229 | 84.4054 | 116.892 | 8.1808 | 1.4808 | 19.0153 | 30.9229 | 83.7517 | 109.696 | 8.1808 | 1.4808 | 19.0153
U | d152x | 17.8762 | 42.1542 | 90.934 | 7.7584 | 1.4808 | 19.0153 | 30.9229 | 84.4054 | 116.777 | 8.1808 | 1.4808 | 19.0153 | 30.9229 | 83.5749 | 105.475 | 8.1808 | 1.4808 | 19.0153
U | d152y | 16.9637 | 41.3757 | 86.6174 | 7.7519 | 1.4808 | 19.0153 | 30.9229 | 84.4054 | 116.748 | 8.1808 | 1.4808 | 19.0153 | 30.9229 | 83.5412 | 104.2 | 8.1808 | 1.4808 | 19.0153
U | d153a | 16.2088 | 41.4955 | 86.803 | 7.7486 | 1.4808 | 19.0153 | 30.9229 | 84.4054 | 116.738 | 8.1808 | 1.4808 | 19.0153 | 30.9229 | 83.5194 | 102.471 | 8.1808 | 1.4808 | 19.0153
U | d153b | 16.061 | 43.4531 | 90.0228 | 7.7481 | 1.4808 | 19.0153 | 30.9229 | 84.4054 | 116.744 | 8.1808 | 1.4808 | 19.0153 | 30.9229 | 83.5228 | 103.336 | 8.1808 | 1.4808 | 19.0153
U | d153c | 16.4041 | 45.338 | 92.8339 | 7.7493 | 1.4808 | 19.0153 | 30.9229 | 84.4054 | 116.754 | 8.1808 | 1.4808 | 19.0153 | 30.9229 | 83.5477 | 104.367 | 8.1808 | 1.4808 | 19.0153
U | d153d | 16.3095 | 45.3496 | 92.3955 | 7.7485 | 1.4808 | 19.0153 | 30.9229 | 84.4054 | 116.75 | 8.1808 | 1.4808 | 19.0153 | 30.9229 | 83.5385 | 104.16 | 8.1808 | 1.4808 | 19.0153
U | d153e | 17.3389 | 48.0542 | 94.1932 | 7.7515 | 1.4808 | 19.0153 | 30.9229 | 84.4054 | 116.748 | 8.1808 | 1.4808 | 19.0153 | 30.9229 | 83.6086 | 106.143 | 8.1808 | 1.4808 | 19.0153
U | d153f | 20.4316 | 54.8942 | 100.542 | 7.762 | 1.4808 | 19.0153 | 30.9229 | 84.4054 | 116.757 | 8.1808 | 1.4808 | 19.0153 | 30.9229 | 83.9426 | 110.709 | 8.1808 | 1.4808 | 19.0153
U | d153g | 23.2783 | 59.6359 | 107.75 | 7.7739 | 1.4808 | 19.0153 | 30.9229 | 84.4054 | 116.776 | 8.1808 | 1.4808 | 19.0153 | 30.9229 | 84.2058 | 114.939 | 8.1808 | 1.4808 | 19.0153
U | d153h | 24.85 | 64.3837 | 113.553 | 7.7805 | 1.4808 | 19.0153 | 30.9229 | 84.4054 | 116.852 | 8.1808 | 1.4808 | 19.0153 | 30.9229 | 84.4054 | 117.715 | 8.1808 | 1.4808 | 19.0153
U | d153i | 25.6001 | 65.3003 | 114.466 | 7.7806 | 1.4808 | 19.0153 | 30.9229 | 84.4054 | 116.907 | 8.1808 | 1.4808 | 19.0153 | 30.9229 | 84.4054 | 117.715 | 8.1808 | 1.4808 | 19.0153
U | d153j | 26.0201 | 66.6125 | 114.873 | 7.7843 | 1.4808 | 19.0153 | 30.9229 | 84.4054 | 116.98 | 8.1808 | 1.4808 | 19.0153 | 30.9229 | 84.4054 | 117.715 | 8.1808 | 1.4808 | 19.0153
U | d153k | 26.2626 | 68.1799 | 115.086 | 7.786 | 1.4808 | 19.0153 | 30.9229 | 84.4054 | 117.014 | 8.1808 | 1.4808 | 19.0153 | 30.9229 | 84.4054 | 117.715 | 8.1808 | 1.4808 | 19.0153
U | d153l | 28.8015 | 73.5116 | 115.977 | 7.798 | 1.4808 | 19.0153 | 30.9229 | 84.4054 | 117.199 | 8.1808 | 1.4808 | 19.0153 | 30.9229 | 84.4054 | 117.715 | 8.1808 | 1.4808 | 19.0153
U | d153m | 28.2651 | 71.9703 | 115.822 | 7.7949 | 1.4808 | 19.0153 | 30.9229 | 84.4054 | 117.1 | 8.1808 | 1.4808 | 19.0153 | 30.9229 | 84.4054 | 117.715 | 8.1808 | 1.4808 | 19.0153
U | d153n | 29.4734 | 75.7395 | 116.595 | 7.802 | 1.4808 | 19.0153 | 30.9229 | 84.4054 | 117.179 | 8.1808 | 1.4808 | 19.0153 | 30.9229 | 84.4054 | 117.715 | 8.1808 | 1.4808 | 19.0153
U | d153o | 30.0598 | 77.751 | 117.062 | 7.8037 | 1.4808 | 19.0153 | 30.9229 | 84.4054 | 117.278 | 8.1808 | 1.4808 | 19.0153 | 30.9229 | 84.4054 | 117.715 | 8.1808 | 1.4808 | 19.0153
U | d153p | 30.0201 | 77.0383 | 116.883 | 7.8042 | 1.4808 | 19.0153 | 30.9229 | 84.4054 | 117.166 | 8.1808 | 1.4808 | 19.0153 | 30.9229 | 84.4054 | 117.715 | 8.1808 | 1.4808 | 19.0153
U | d153q | 30.3498 | 78.0926 | 117.663 | 7.8096 | 1.4808 | 19.0153 | 30.9229 | 84.4054 | 117.397 | 8.1808 | 1.4808 | 19.0153 | 30.9229 | 84.4054 | 117.715 | 8.1808 | 1.4808 | 19.0153
U | d153r | 29.9724 | 75.7152 | 116.796 | 7.801 | 1.4808 | 19.0153 | 30.9229 | 84.4054 | 117.159 | 8.1808 | 1.4808 | 19.0153 | 30.9229 | 84.4054 | 117.715 | 8.1808 | 1.4808 | 19.0153
U | d153s | 29.8039 | 74.2977 | 116.421 | 7.7993 | 1.4808 | 19.0153 | 30.9229 | 84.4054 | 117.113 | 8.1808 | 1.4808 | 19.0153 | 30.9229 | 84.4054 | 117.715 | 8.1808 | 1.4808 | 19.0153
U | d153t | 27.5652 | 68.3616 | 114.715 | 7.788 | 1.4808 | 19.0153 | 30.9229 | 84.4054 | 116.981 | 8.1808 | 1.4808 | 19.0153 | 30.9229 | 84.4054 | 117.715 | 8.1808 | 1.4808 | 19.0153
U | d153u | 25.2528 | 62.5586 | 110.329 | 7.7782 | 1.4808 | 19.0153 | 30.9229 | 84.4054 | 116.896 | 8.1808 | 1.4808 | 19.0153 | 30.9229 | 84.2436 | 115.977 | 8.1808 | 1.4808 | 19.0153
U | d153v | 23.3958 | 57.0315 | 101.392 | 7.7682 | 1.4808 | 19.0153 | 30.9229 | 84.4054 | 116.816 | 8.1808 | 1.4808 | 19.0153 | 30.9229 | 84.1877 | 113.24 | 8.1808 | 1.4808 | 19.0153
U | d153x | 22.5946 | 56.4199 | 97.96 | 7.7625 | 1.4808 | 19.0153 | 30.9229 | 84.4054 | 116.788 | 8.1808 | 1.4808 | 19.0153 | 30.9229 | 84.0898 | 111.191 | 8.1808 | 1.4808 | 19.0153
U | d153y | 21.9095 | 53.4443 | 88.6422 | 7.7536 | 1.4808 | 19.0153 | 30.9229 | 84.4054 | 116.787 | 8.1808 | 1.4808 | 19.0153 | 30.9229 | 83.5377 | 105.571 | 8.1808 | 1.4808 | 19.0153
U | d154a | 21.8026 | 52.9463 | 88.5855 | 7.7504 | 1.4808 | 19.0153 | 30.9229 | 84.4054 | 116.789 | 8.1808 | 1.4808 | 19.0153 | 30.9229 | 83.5241 | 104.852 | 8.1808 | 1.4808 | 19.0153
U | d154b | 21.748 | 51.8814 | 88.2595 | 7.7486 | 1.4808 | 19.0153 | 30.9229 | 84.4054 | 116.789 | 8.1808 | 1.4808 | 19.0153 | 30.9229 | 83.4776 | 103.526 | 8.1808 | 1.4808 | 19.0153
U | d154c | 22.3982 | 51.6789 | 89.0737 | 7.7484 | 1.4808 | 19.0153 | 30.9229 | 84.4054 | 116.794 | 8.1808 | 1.4808 | 19.0153 | 30.9229 | 83.5127 | 103.809 | 8.1808 | 1.4808 | 19.0153
U | d154d | 22.7091 | 51.6296 | 89.4844 | 7.7487 | 1.4808 | 19.0153 | 30.9229 | 84.4054 | 116.8 | 8.1808 | 1.4808 | 19.0153 | 30.9229 | 83.5336 | 104.462 | 8.1808 | 1.4808 | 19.0153
U | d154e | 23.8445 | 53.1518 | 90.895 | 7.7516 | 1.4808 | 19.0153 | 30.9229 | 84.4054 | 116.805 | 8.1808 | 1.4808 | 19.0153 | 30.9229 | 83.7115 | 106.514 | 8.1808 | 1.4808 | 19.0153
U | d154f | 26.3231 | 58.526 | 94.8659 | 7.7603 | 1.4808 | 19.0153 | 30.9229 | 84.4054 | 116.812 | 8.1808 | 1.4808 | 19.0153 | 30.9229 | 84.1862 | 110.401 | 8.1808 | 1.4808 | 19.0153
U | d154g | 28.4835 | 63.6424 | 103.562 | 7.7687 | 1.4808 | 19.0153 | 30.9229 | 84.4054 | 116.862 | 8.1808 | 1.4808 | 19.0153 | 30.9229 | 84.3961 | 114.661 | 8.1808 | 1.4808 | 19.0153
U | d154h | 29.3725 | 67.3158 | 111.449 | 7.7735 | 1.4808 | 19.0153 | 30.9229 | 84.4054 | 116.967 | 8.1808 | 1.4808 | 19.0153 | 30.9229 | 84.4054 | 115.973 | 8.1808 | 1.4808 | 19.0153
U | d154i | 29.1553 | 66.6979 | 112.191 | 7.7737 | 1.4808 | 19.0153 | 30.9229 | 84.4054 | 116.996 | 8.1808 | 1.4808 | 19.0153 | 30.9229 | 84.4054 | 116.071 | 8.1808 | 1.4808 | 19.0153
U | d154j | 28.3715 | 60.9664 | 107.25 | 7.774 | 1.4808 | 19.0153 | 30.9229 | 84.4054 | 117.002 | 8.1808 | 1.4808 | 19.0153 | 30.9229 | 84.4054 | 115.97 | 8.1808 | 1.4808 | 19.0153
U | d154k | 29.1692 | 58.7858 | 102.534 | 7.7766 | 1.4808 | 19.0153 | 30.9229 | 84.4054 | 117.017 | 8.1808 | 1.4808 | 19.0153 | 30.9229 | 84.4054 | 116.031 | 8.1808 | 1.4808 | 19.0153
U | d154l | 29.4829 | 56.9149 | 98.748 | 7.7774 | 1.4808 | 19.0153 | 30.9229 | 84.4054 | 117.022 | 8.1808 | 1.4808 | 19.0153 | 30.9229 | 84.4054 | 116.018 | 8.1808 | 1.4808 | 19.0153
U | d154m | 29.842 | 57.8749 | 99.9956 | 7.7783 | 1.4808 | 19.0153 | 30.9229 | 84.4054 | 117.045 | 8.1808 | 1.4808 | 19.0153 | 30.9229 | 84.4054 | 116.118 | 8.1808 | 1.4808 | 19.0153
U | d154n | 30.0218 | 59.6004 | 103.586 | 7.7789 | 1.4808 | 19.0153 | 30.9229 | 84.4054 | 117.073 | 8.1808 | 1.4808 | 19.0153 | 30.9229 | 84.4054 | 116.243 | 8.1808 | 1.4808 | 19.0153
U | d154o | 28.9853 | 58.372 | 103.945 | 7.7756 | 1.4808 | 19.0153 | 30.9229 | 84.4054 | 117.056 | 8.1808 | 1.4808 | 19.0153 | 30.9229 | 84.4054 | 116.07 | 8.1808 | 1.4808 | 19.0153
U | d154p | 30.3356 | 69.1402 | 114.249 | 7.7843 | 1.4808 | 19.0153 | 30.9229 | 84.4054 | 117.282 | 8.1808 | 1.4808 | 19.0153 | 30.9229 | 84.4054 | 117.696 | 8.1808 | 1.4808 | 19.0153
U | d154q | 29.8537 | 70.5895 | 115.837 | 7.7847 | 1.4808 | 19.0153 | 30.9229 | 84.4054 | 117.407 | 8.1808 | 1.4808 | 19.0153 | 30.9229 | 84.4054 | 117.715 | 8.1808 | 1.4808 | 19.0153
U | d154r | 28.7916 | 68.8815 | 114.992 | 7.782 | 1.4808 | 19.0153 | 30.9229 | 84.4054 | 117.215 | 8.1808 | 1.4808 | 19.0153 | 30.9229 | 84.4054 | 117.081 | 8.1808 | 1.4808 | 19.0153
U | d154s | 26.9808 | 62.7583 | 111.352 | 7.7751 | 1.4808 | 19.0153 | 30.9229 | 84.4054 | 117.082 | 8.1808 | 1.4808 | 19.0153 | 30.9229 | 84.4054 | 115.865 | 8.1808 | 1.4808 | 19.0153
U | d154t | 26.2268 | 61.7523 | 109.801 | 7.7755 | 1.4808 | 19.0153 | 30.9229 | 84.4054 | 117.069 | 8.1808 | 1.4808 | 19.0153 | 30.9229 | 84.4054 | 115.535 | 8.1808 | 1.4808 | 19.0153
U | d154u | 23.9781 | 53.5096 | 100.708 | 7.7682 | 1.4808 | 19.0153 | 30.9229 | 84.4054 | 117.006 | 8.1808 | 1.4808 | 19.0153 | 30.9229 | 84.1235 | 113.91 | 8.1808 | 1.4808 | 19.0153
U | d154v | 22.2129 | 48.6467 | 94.0969 | 7.7618 | 1.4808 | 19.0153 | 30.9229 | 84.4054 | 116.96 | 8.1808 | 1.4808 | 19.0153 | 30.9229 | 84.0261 | 110.752 | 8.1808 | 1.4808 | 19.0153
U | d154x | 21.8465 | 46.1546 | 89.0794 | 7.7575 | 1.4808 | 19.0153 | 30.9229 | 84.4054 | 116.936 | 8.1808 | 1.4808 | 19.0153 | 30.9229 | 83.69 | 106.353 | 8.1808 | 1.4808 | 19.0153
U | d154y | 21.4616 | 46.664 | 84.1927 | 7.7522 | 1.4808 | 19.0153 | 30.9229 | 84.4054 | 116.945 | 8.1808 | 1.4808 | 19.0153 | 30.9229 | 83.3266 | 102.178 | 8.1808 | 1.4808 | 19.0153
U | d155a | 20.5661 | 46.5219 | 84.3223 | 7.7495 | 1.4808 | 19.0153 | 30.9229 | 84.4054 | 116.952 | 8.1808 | 1.4808 | 19.0153 | 30.9229 | 83.2897 | 100.738 | 8.1808 | 1.4808 | 19.0153
U | d155b | 19.6524 | 46.956 | 86.0243 | 7.748 | 1.4808 | 19.0153 | 30.9229 | 84.4054 | 116.966 | 8.1808 | 1.4808 | 19.0153 | 30.9229 | 83.2802 | 100.916 | 8.1808 | 1.4808 | 19.0153
U | d155c | 19.2464 | 47.1966 | 86.6215 | 7.7485 | 1.4808 | 19.0153 | 30.9229 | 84.4054 | 116.97 | 8.1808 | 1.4808 | 19.0153 | 30.9229 | 83.2964 | 101.29 | 8.1808 | 1.4808 | 19.0153
U | d155d | 19.5316 | 47.6258 | 86.466 | 7.7482 | 1.4808 | 19.0153 | 30.9229 | 84.4054 | 116.992 | 8.1808 | 1.4808 | 19.0153 | 30.9229 | 83.2902 | 101.505 | 8.1808 | 1.4808 | 19.0153
U | d155e | 19.6887 | 48.4196 | 85.895 | 7.7476 | 1.4808 | 19.0153 | 30.9229 | 84.4054 | 117.047 | 8.1808 | 1.4808 | 19.0153 | 30.9229 | 83.4075 | 103.915 | 8.1808 | 1.4808 | 19.0153
U | d155f | 19.2202 | 47.9163 | 85.3075 | 7.7476 | 1.4808 | 19.0153 | 30.9229 | 84.4054 | 117.186 | 8.1808 | 1.4808 | 19.0153 | 30.9229 | 83.936 | 107.862 | 8.1808 | 1.4808 | 19.0153
U | d155g | 21.1781 | 55.1319 | 94.2342 | 7.7544 | 1.4808 | 19.0153 | 30.9229 | 84.4054 | 117.715 | 8.1808 | 1.4808 | 19.0153 | 30.9229 | 84.1421 | 113.534 | 8.1808 | 1.4808 | 19.0153
U | d155h | 22.7501 | 59.546 | 99.6572 | 7.7599 | 1.4808 | 19.0153 | 30.9229 | 84.4054 | 117.715 | 8.1808 | 1.4808 | 19.0153 | 30.9229 | 84.1822 | 114.844 | 8.1808 | 1.4808 | 19.0153
U | d155i | 24.1399 | 60.3353 | 101.925 | 7.762 | 1.4808 | 19.0153 | 30.9229 | 84.4054 | 117.715 | 8.1808 | 1.4808 | 19.0153 | 30.9229 | 84.1951 | 115.011 | 8.1808 | 1.4808 | 19.0153
U | d155j | 24.6745 | 58.8449 | 95.7266 | 7.7638 | 1.4808 | 19.0153 | 30.9229 | 84.4054 | 117.715 | 8.1808 | 1.4808 | 19.0153 | 30.9229 | 84.1963 | 115.057 | 8.1808 | 1.4808 | 19.0153
U | d155k | 25.5112 | 55.6113 | 89.0704 | 7.7636 | 1.4808 | 19.0153 | 30.9229 | 84.4054 | 117.715 | 8.1808 | 1.4808 | 19.0153 | 30.9229 | 84.188 | 114.631 | 8.1808 | 1.4808 | 19.0153
U | d155l | 26.3931 | 56.4824 | 88.9619 | 7.7655 | 1.4808 | 19.0153 | 30.9229 | 84.4054 | 117.715 | 8.1808 | 1.4808 | 19.0153 | 30.9229 | 84.1943 | 115.007 | 8.1808 | 1.4808 | 19.0153
U | d155m | 27.6064 | 61.3457 | 96.5967 | 7.7694 | 1.4808 | 19.0153 | 30.9229 | 84.4054 | 117.715 | 8.1808 | 1.4808 | 19.0153 | 30.9229 | 84.2294 | 115.767 | 8.1808 | 1.4808 | 19.0153
U | d155n | 26.5814 | 57.5002 | 92.68 | 7.7674 | 1.4808 | 19.0153 | 30.9229 | 84.4054 | 117.715 | 8.1808 | 1.4808 | 19.0153 | 30.9229 | 84.1985 | 115.261 | 8.1808 | 1.4808 | 19.0153
U | d155o | 26.4341 | 57.9406 | 96.8428 | 7.7677 | 1.4808 | 19.0153 | 30.9229 | 84.4054 | 117.715 | 8.1808 | 1.4808 | 19.0153 | 30.9229 | 84.1999 | 115.341 | 8.1808 | 1.4808 | 19.0153
U | d155p | 27.5302 | 64.3798 | 107.366 | 7.7729 | 1.4808 | 19.0153 | 30.9229 | 84.4054 | 117.715 | 8.1808 | 1.4808 | 19.0153 | 30.9229 | 84.2323 | 115.813 | 8.1808 | 1.4808 | 19.0153
U | d155q | 28.9234 | 69.1064 | 113.26 | 7.7818 | 1.4808 | 19.0153 | 30.9229 | 84.4054 | 117.715 | 8.1808 | 1.4808 | 19.0153 | 30.9229 | 84.4054 | 116.972 | 8.1808 | 1.4808 | 19.0153
U | d155r | 28.722 | 68.4976 | 112.814 | 7.7825 | 1.4808 | 19.0153 | 30.9229 | 84.4054 | 117.715 | 8.1808 | 1.4808 | 19.0153 | 30.9229 | 84.4054 | 116.79 | 8.1808 | 1.4808 | 19.0153
U | d155s | 27.7603 | 66.2843 | 111.111 | 7.779 | 1.4808 | 19.0153 | 30.9229 | 84.4054 | 117.715 | 8.1808 | 1.4808 | 19.0153 | 30.9229 | 84.2451 | 115.956 | 8.1808 | 1.4808 | 19.0153
U | d155t | 26.1535 | 59.8204 | 103.385 | 7.7742 | 1.4808 | 19.0153 | 30.9229 | 84.4054 | 117.715 | 8.1808 | 1.4808 | 19.0153 | 30.9229 | 84.159 | 114.567 | 8.1808 | 1.4808 | 19.0153
U | d155u | 26.1112 | 57.9204 | 100.571 | 7.7729 | 1.4808 | 19.0153 | 30.9229 | 84.4054 | 117.715 | 8.1808 | 1.4808 | 19.0153 | 30.9229 | 83.9989 | 113.148 | 8.1808 | 1.4808 | 19.0153
U | d155v | 25.3624 | 54.4174 | 94.4056 | 7.7664 | 1.4808 | 19.0153 | 30.9229 | 84.4054 | 117.715 | 8.1808 | 1.4808 | 19.0153 | 30.9229 | 83.7309 | 109.858 | 8.1808 | 1.4808 | 19.0153
U | d155x | 25.5738 | 54.017 | 90.8665 | 7.7626 | 1.4808 | 19.0153 | 30.9229 | 84.4054 | 117.715 | 8.1808 | 1.4808 | 19.0153 | 30.9229 | 83.284 | 106.757 | 8.1808 | 1.4808 | 19.0153
U | d155y | 24.7975 | 55.6223 | 90.9986 | 7.7575 | 1.4808 | 19.0153 | 30.9229 | 84.4054 | 117.715 | 8.1808 | 1.4808 | 19.0153 | 30.9229 | 83.0103 | 104.293 | 8.1808 | 1.4808 | 19.0153
U | d156a | 23.8625 | 54.4812 | 89.3417 | 7.7551 | 1.4808 | 19.0153 | 30.9229 | 84.4054 | 117.715 | 8.1808 | 1.4808 | 19.0153 | 30.9229 | 82.9283 | 101.634 | 8.1808 | 1.4808 | 19.0153
U | d156b | 23.7429 | 56.2821 | 91.5966 | 7.755 | 1.4808 | 19.0153 | 30.9229 | 84.4054 | 117.715 | 8.1808 | 1.4808 | 19.0153 | 30.9229 | 82.9251 | 102.512 | 8.1808 | 1.4808 | 19.0153
U | d156c | 23.4458 | 56.6868 | 91.3058 | 7.7549 | 1.4808 | 19.0153 | 30.9229 | 84.4054 | 117.715 | 8.1808 | 1.4808 | 19.0153 | 30.9229 | 82.9192 | 102.788 | 8.1808 | 1.4808 | 19.0153
U | d156d | 23.0488 | 56.9958 | 91.0934 | 7.7568 | 1.4808 | 19.0153 | 30.9229 | 84.4054 | 117.715 | 8.1808 | 1.4808 | 19.0153 | 30.9229 | 82.9205 | 103.124 | 8.1808 | 1.4808 | 19.0153
U | d156e | 23.505 | 57.7643 | 91.1343 | 7.757 | 1.4808 | 19.0153 | 30.9229 | 84.4054 | 117.715 | 8.1808 | 1.4808 | 19.0153 | 30.9229 | 83.0593 | 106.079 | 8.1808 | 1.4808 | 19.0153
U | d156f | 23.5486 | 57.7513 | 91.6916 | 7.7585 | 1.4808 | 19.0153 | 30.9229 | 84.4054 | 117.715 | 8.1808 | 1.4808 | 19.0153 | 30.9229 | 83.6169 | 110.672 | 8.1808 | 1.4808 | 19.0153
U | d156g | 24.814 | 62.0656 | 97.3141 | 7.7625 | 1.4808 | 19.0153 | 30.9229 | 84.4054 | 117.715 | 8.1808 | 1.4808 | 19.0153 | 30.9229 | 84.0553 | 114.351 | 8.1808 | 1.4808 | 19.0153
U | d156h | 27.5254 | 71.6966 | 108.488 | 7.7677 | 1.4808 | 19.0153 | 30.9229 | 84.4054 | 117.715 | 8.1808 | 1.4808 | 19.0153 | 30.9229 | 84.4054 | 116.277 | 8.1808 | 1.4808 | 19.0153
U | d156i | 28.0728 | 71.1582 | 108.534 | 7.7705 | 1.4808 | 19.0153 | 30.9229 | 84.4054 | 117.715 | 8.1808 | 1.4808 | 19.0153 | 30.9229 | 84.4054 | 116.268 | 8.1808 | 1.4808 | 19.0153
U | d156j | 28.5618 | 68.9353 | 103.02 | 7.7744 | 1.4808 | 19.0153 | 30.9229 | 84.4054 | 117.715 | 8.1808 | 1.4808 | 19.0153 | 30.9229 | 84.4054 | 116.333 | 8.1808 | 1.4808 | 19.0153
U | d156k | 28.1767 | 68.9181 | 102.093 | 7.7808 | 1.4808 | 19.0153 | 30.9229 | 84.4054 | 117.715 | 8.1808 | 1.4808 | 19.0153 | 30.9229 | 84.4054 | 116.458 | 8.1808 | 1.4808 | 19.0153
U | d156l | 28.9333 | 68.9646 | 100.482 | 7.7875 | 1.4808 | 19.0153 | 30.9229 | 84.4054 | 117.715 | 8.1808 | 1.4808 | 19.0153 | 30.9229 | 84.4054 | 116.522 | 8.1808 | 1.4808 | 19.0153
U | d156m | 30.0593 | 70.9277 | 102.862 | 7.797 | 1.4808 | 19.0153 | 30.9229 | 84.4054 | 117.715 | 8.1808 | 1.4808 | 19.0153 | 30.9229 | 84.4054 | 116.595 | 8.1808 | 1.4808 | 19.0153
U | d156n | 30.8576 | 75.2987 | 109.009 | 7.8083 | 1.4808 | 19.0153 | 30.9229 | 84.4054 | 117.715 | 8.1808 | 1.4808 | 19.0153 | 30.9229 | 84.4054 | 116.841 | 8.1808 | 1.4808 | 19.0153
U | d156o | 30.9229 | 77.3886 | 111.6 | 7.8148 | 1.4808 | 19.0153 | 30.9229 | 84.4054 | 117.715 | 8.1808 | 1.4808 | 19.0153 | 30.9229 | 84.4054 | 116.848 | 8.1808 | 1.4808 | 19.0153
U | d156p | 30.9229 | 79.9874 | 113.975 | 7.8227 | 1.4808 | 19.0153 | 30.9229 | 84.4054 | 117.715 | 8.1808 | 1.4808 | 19.0153 | 30.9229 | 84.4054 | 116.817 | 8.1808 | 1.4808 | 19.0153
U | d156q | 30.9229 | 83.1063 | 117.134 | 7.9286 | 1.4808 | 19.0153 | 30.9229 | 84.4054 | 117.715 | 8.1808 | 1.4808 | 19.0153 | 30.9229 | 84.4054 | 117.715 | 8.1808 | 1.4808 | 19.0153
U | d156r | 30.9229 | 82.2321 | 116.353 | 7.875 | 1.4808 | 19.0153 | 30.9229 | 84.4054 | 117.715 | 8.1808 | 1.4808 | 19.0153 | 30.9229 | 84.4054 | 117.715 | 8.1808 | 1.4808 | 19.0153
U | d156s | 30.9229 | 80.1794 | 114.84 | 7.8405 | 1.4808 | 19.0153 | 30.9229 | 84.4054 | 117.715 | 8.1808 | 1.4808 | 19.0153 | 30.9229 | 84.4054 | 116.78 | 8.1808 | 1.4808 | 19.0153
U | d156t | 30.6016 | 77.5614 | 113.141 | 7.8317 | 1.4808 | 19.0153 | 30.9229 | 84.4054 | 117.715 | 8.1808 | 1.4808 | 19.0153 | 30.9229 | 84.4054 | 116.405 | 8.1808 | 1.4808 | 19.0153
U | d156u | 30.0679 | 74.8994 | 111.114 | 7.8221 | 1.4808 | 19.0153 | 30.9229 | 84.4054 | 117.715 | 8.1808 | 1.4808 | 19.0153 | 30.9229 | 84.2335 | 115.873 | 8.1808 | 1.4808 | 19.0153
U | d156v | 29.3332 | 70.1237 | 105.63 | 7.7971 | 1.4808 | 19.0153 | 30.9229 | 84.4054 | 117.715 | 8.1808 | 1.4808 | 19.0153 | 30.9229 | 84.1383 | 114.293 | 8.1808 | 1.4808 | 19.0153
U | d156x | 29.2179 | 67.1747 | 100.615 | 7.7843 | 1.4808 | 19.0153 | 30.9229 | 84.4054 | 117.715 | 8.1808 | 1.4808 | 19.0153 | 30.9229 | 83.7029 | 111.659 | 8.1808 | 1.4808 | 19.0153
U | d156y | 28.6542 | 68.3415 | 99.4898 | 7.7779 | 1.4808 | 19.0153 | 30.9229 | 84.4054 | 117.715 | 8.1808 | 1.4808 | 19.0153 | 30.9229 | 82.7705 | 108.417 | 8.1808 | 1.4808 | 19.0153
U | d157a | 28.3003 | 68.0241 | 99.1559 | 7.7726 | 1.4808 | 19.0153 | 30.9229 | 84.4054 | 117.715 | 8.1808 | 1.4808 | 19.0153 | 30.9229 | 82.6764 | 106.883 | 8.1808 | 1.4808 | 19.0153
U | d157b | 28.1835 | 68.3147 | 100.185 | 7.7697 | 1.4808 | 19.0153 | 30.9229 | 84.4054 | 117.715 | 8.1808 | 1.4808 | 19.0153 | 30.9229 | 82.6085 | 106.937 | 8.1808 | 1.4808 | 19.0153
U | d157c | 28.2808 | 68.1146 | 100.226 | 7.7687 | 1.4808 | 19.0153 | 30.9229 | 84.4054 | 117.715 | 8.1808 | 1.4808 | 19.0153 | 30.9229 | 82.6059 | 106.905 | 8.1808 | 1.4808 | 19.0153
U | d157d | 28.641 | 68.1854 | 100.518 | 7.7678 | 1.4808 | 19.0153 | 30.9229 | 84.4054 | 117.715 | 8.1808 | 1.4808 | 19.0153 | 30.9229 | 82.6243 | 107.022 | 8.1808 | 1.4808 | 19.0153
U | d157e | 29.5461 | 71.3842 | 105.304 | 7.7703 | 1.4808 | 19.0153 | 30.9229 | 84.4054 | 117.715 | 8.1808 | 1.4808 | 19.0153 | 30.9229 | 82.9198 | 110.013 | 8.1808 | 1.4808 | 19.0153
U | d157f | 30.5925 | 77.3553 | 112.158 | 7.7873 | 1.4808 | 19.0153 | 30.9229 | 84.4054 | 117.715 | 8.1808 | 1.4808 | 19.0153 | 30.9229 | 84.0267 | 114.602 | 8.1808 | 1.4808 | 19.0153
U | d157g | 30.9229 | 83.4428 | 115.967 | 7.8576 | 1.4808 | 19.0153 | 30.9229 | 84.4054 | 117.715 | 8.1808 | 1.4808 | 19.0153 | 30.9229 | 84.4054 | 117.104 | 8.1808 | 1.4808 | 19.0153
U | d157h | 30.9229 | 83.8938 | 116.618 | 7.9024 | 1.4808 | 19.0153 | 30.9229 | 84.4054 | 117.715 | 8.1808 | 1.4808 | 19.0153 | 30.9229 | 84.4054 | 117.715 | 8.1808 | 1.4808 | 19.0153
U | d157i | 30.9229 | 83.8726 | 116.657 | 7.9039 | 1.4808 | 19.0153 | 30.9229 | 84.4054 | 117.715 | 8.1808 | 1.4808 | 19.0153 | 30.9229 | 84.4054 | 117.715 | 8.1808 | 1.4808 | 19.0153
U | d157j | 30.9229 | 83.8558 | 116.507 | 7.9398 | 1.4808 | 19.0153 | 30.9229 | 84.4054 | 117.715 | 8.1808 | 1.4808 | 19.0153 | 30.9229 | 84.4054 | 117.715 | 8.1808 | 1.4808 | 19.0153
U | d157k | 30.9229 | 83.8934 | 116.464 | 7.9609 | 1.4808 | 19.0153 | 30.9229 | 84.4054 | 117.715 | 8.1808 | 1.4808 | 19.0153 | 30.9229 | 84.4054 | 117.715 | 8.1808 | 1.4808 | 19.0153
U | d157l | 30.9229 | 83.8603 | 116.347 | 7.9591 | 1.4808 | 19.0153 | 30.9229 | 84.4054 | 117.715 | 8.1808 | 1.4808 | 19.0153 | 30.9229 | 84.4054 | 117.715 | 8.1808 | 1.4808 | 19.0153
U | d157m | 30.9229 | 83.858 | 116.298 | 7.956 | 1.4808 | 19.0153 | 30.9229 | 84.4054 | 117.715 | 8.1808 | 1.4808 | 19.0153 | 30.9229 | 84.4054 | 117.715 | 8.1808 | 1.4808 | 19.0153
U | d157n | 30.9229 | 83.815 | 116.236 | 7.9361 | 1.4808 | 19.0153 | 30.9229 | 84.4054 | 117.715 | 8.1808 | 1.4808 | 19.0153 | 30.9229 | 84.4054 | 117.715 | 8.1808 | 1.4808 | 19.0153
U | d157o | 30.9229 | 83.9 | 116.539 | 7.9724 | 1.4808 | 19.0153 | 30.9229 | 84.4054 | 117.715 | 8.1808 | 1.4808 | 19.0153 | 30.9229 | 84.4054 | 117.715 | 8.1808 | 1.4808 | 19.0153
U | d157p | 30.9229 | 84.0426 | 117.022 | 7.9849 | 1.4808 | 19.0153 | 30.9229 | 84.4054 | 117.715 | 8.1808 | 1.4808 | 19.0153 | 30.9229 | 84.4054 | 117.715 | 8.1808 | 1.4808 | 19.0153
U | d157q | 30.9229 | 84.4054 | 117.715 | 8.1808 | 1.4808 | 19.0153 | 30.9229 | 84.4054 | 117.715 | 8.1808 | 1.4808 | 19.0153 | 30.9229 | 84.4054 | 117.715 | 8.1808 | 1.4808 | 19.0153
U | d157r | 30.9229 | 83.9131 | 117.122 | 7.9056 | 1.4808 | 19.0153 | 30.9229 | 84.4054 | 117.715 | 8.1808 | 1.4808 | 19.0153 | 30.9229 | 84.4054 | 117.715 | 8.1808 | 1.4808 | 19.0153
U | d157s | 30.9229 | 83.7133 | 116.73 | 7.8672 | 1.4808 | 19.0153 | 30.9229 | 84.4054 | 117.715 | 8.1808 | 1.4808 | 19.0153 | 30.9229 | 84.4054 | 117.715 | 8.1808 | 1.4808 | 19.0153
U | d157t | 30.9229 | 82.6722 | 115.949 | 7.8098 | 1.4808 | 19.0153 | 30.9229 | 84.4054 | 117.715 | 8.1808 | 1.4808 | 19.0153 | 30.9229 | 84.4054 | 117.715 | 8.1808 | 1.4808 | 19.0153
U | d157u | 30.9229 | 76.78 | 113.917 | 7.7909 | 1.4808 | 19.0153 | 30.9229 | 84.4054 | 117.715 | 8.1808 | 1.4808 | 19.0153 | 30.9229 | 84.0279 | 115.471 | 8.1808 | 1.4808 | 19.0153
U | d157v | 30.3975 | 71.755 | 109.354 | 7.7759 | 1.4808 | 19.0153 | 30.9229 | 84.4054 | 117.715 | 8.1808 | 1.4808 | 19.0153 | 30.9229 | 83.418 | 112.528 | 8.1808 | 1.4808 | 19.0153
U | d157x | 30.0019 | 69.9123 | 107.382 | 7.7706 | 1.4808 | 19.0153 | 30.9229 | 84.4054 | 117.715 | 8.1808 | 1.4808 | 19.0153 | 30.9229 | 82.8636 | 110.217 | 8.1808 | 1.4808 | 19.0153
U | d157y | 29.3945 | 66.692 | 102.578 | 7.7644 | 1.4808 | 19.0153 | 30.9229 | 84.4054 | 117.715 | 8.1808 | 1.4808 | 19.0153 | 30.9229 | 81.5411 | 104.113 | 8.1808 | 1.4808 | 19.0153
U | d158a | 29.1221 | 66.9144 | 103.313 | 7.7618 | 1.4808 | 19.0153 | 30.9229 | 84.4054 | 117.715 | 8.1808 | 1.4808 | 19.0153 | 30.9229 | 81.3865 | 102.335 | 8.1808 | 1.4808 | 19.0153
U | d158b | 28.8674 | 66.2993 | 103.365 | 7.7604 | 1.4808 | 19.0153 | 30.9229 | 84.4054 | 117.715 | 8.1808 | 1.4808 | 19.0153 | 30.9229 | 81.1288 | 100.325 | 8.1808 | 1.4808 | 19.0153
U | d158c | 28.8524 | 66.1759 | 103.869 | 7.7602 | 1.4808 | 19.0153 | 30.9229 | 84.4054 | 117.715 | 8.1808 | 1.4808 | 19.0153 | 30.9229 | 81.1088 | 100.472 | 8.1808 | 1.4808 | 19.0153
U | d158d | 28.889 | 66.8352 | 104.823 | 7.7599 | 1.4808 | 19.0153 | 30.9229 | 84.4054 | 117.715 | 8.1808 | 1.4808 | 19.0153 | 30.9229 | 81.1499 | 100.495 | 8.1808 | 1.4808 | 19.0153
U | d158e | 29.5775 | 70.9095 | 108.344 | 7.7615 | 1.4808 | 19.0153 | 30.9229 | 84.4054 | 117.715 | 8.1808 | 1.4808 | 19.0153 | 30.9229 | 81.1491 | 101.265 | 8.1808 | 1.4808 | 19.0153
U | d158f | 30.6231 | 77.9457 | 114.399 | 7.7751 | 1.4808 | 19.0153 | 30.9229 | 84.4054 | 117.715 | 8.1808 | 1.4808 | 19.0153 | 30.9229 | 81.5864 | 104.934 | 8.1808 | 1.4808 | 19.0153
U | d158g | 30.9229 | 83.2098 | 116.438 | 7.812 | 1.4808 | 19.0153 | 30.9229 | 84.4054 | 117.715 | 8.1808 | 1.4808 | 19.0153 | 30.9229 | 82.4777 | 107.992 | 8.1808 | 1.4808 | 19.0153
U | d158h | 30.9229 | 83.7801 | 116.872 | 7.846 | 1.4808 | 19.0153 | 30.9229 | 84.4054 | 117.715 | 8.1808 | 1.4808 | 19.0153 | 30.9229 | 83.238 | 112.688 | 8.1808 | 1.4808 | 19.0153
U | d158i | 30.9229 | 83.8369 | 116.953 | 7.8519 | 1.4808 | 19.0153 | 30.9229 | 84.4054 | 117.715 | 8.1808 | 1.4808 | 19.0153 | 30.9229 | 83.4077 | 113.625 | 8.1808 | 1.4808 | 19.0153
U | d158j | 30.9229 | 83.8388 | 116.84 | 7.8602 | 1.4808 | 19.0153 | 30.9229 | 84.4054 | 117.715 | 8.1808 | 1.4808 | 19.0153 | 30.9229 | 83.5027 | 114.196 | 8.1808 | 1.4808 | 19.0153
U | d158k | 30.9229 | 83.8629 | 116.829 | 7.8722 | 1.4808 | 19.0153 | 30.9229 | 84.4054 | 117.715 | 8.1808 | 1.4808 | 19.0153 | 30.9229 | 83.5364 | 114.559 | 8.1808 | 1.4808 | 19.0153
U | d158l | 30.9229 | 83.9042 | 116.82 | 7.8937 | 1.4808 | 19.0153 | 30.9229 | 84.4054 | 117.715 | 8.1808 | 1.4808 | 19.0153 | 30.9229 | 83.5883 | 114.795 | 8.1808 | 1.4808 | 19.0153
U | d158m | 30.9229 | 84.0073 | 116.878 | 7.9095 | 1.4808 | 19.0153 | 30.9229 | 84.4054 | 117.715 | 8.1808 | 1.4808 | 19.0153 | 30.9229 | 83.6267 | 114.845 | 8.1808 | 1.4808 | 19.0153
U | d158n | 30.9229 | 84.0495 | 116.897 | 7.909 | 1.4808 | 19.0153 | 30.9229 | 84.4054 | 117.715 | 8.1808 | 1.4808 | 19.0153 | 30.9229 | 83.5617 | 114.522 | 8.1808 | 1.4808 | 19.0153
U | d158o | 30.9229 | 84.3307 | 117.081 | 7.9945 | 1.4808 | 19.0153 | 30.9229 | 84.4054 | 117.715 | 8.1808 | 1.4808 | 19.0153 | 30.9229 | 83.6247 | 114.822 | 8.1808 | 1.4808 | 19.0153
U | d158p | 30.9229 | 84.4054 | 117.684 | 8.1153 | 1.4808 | 19.0153 | 30.9229 | 84.4054 | 117.715 | 8.1808 | 1.4808 | 19.0153 | 30.9229 | 83.6367 | 115.034 | 8.1808 | 1.4808 | 19.0153
U | d158q | 30.9229 | 84.4054 | 117.715 | 8.1808 | 1.4808 | 19.0153 | 30.9229 | 84.4054 | 117.715 | 8.1808 | 1.4808 | 19.0153 | 30.9229 | 84.0307 | 116.317 | 8.1808 | 1.4808 | 19.0153
U | d158r | 30.9229 | 84.3576 | 117.715 | 7.9907 | 1.4808 | 19.0153 | 30.9229 | 84.4054 | 117.715 | 8.1808 | 1.4808 | 19.0153 | 30.9229 | 83.6523 | 115.423 | 8.1808 | 1.4808 | 19.0153
U | d158s | 30.9229 | 83.8617 | 116.919 | 7.8732 | 1.4808 | 19.0153 | 30.9229 | 84.4054 | 117.715 | 8.1808 | 1.4808 | 19.0153 | 30.9229 | 83.3327 | 114.104 | 8.1808 | 1.4808 | 19.0153
U | d158t | 30.9229 | 83.3474 | 116.505 | 7.8293 | 1.4808 | 19.0153 | 30.9229 | 84.4054 | 117.715 | 8.1808 | 1.4808 | 19.0153 | 30.9229 | 83.057 | 112.444 | 8.1808 | 1.4808 | 19.0153
U | d158u | 30.6806 | 78.2795 | 113.637 | 7.7915 | 1.4808 | 19.0153 | 30.9229 | 84.4054 | 117.715 | 8.1808 | 1.4808 | 19.0153 | 30.9229 | 82.398 | 108.449 | 8.1808 | 1.4808 | 19.0153
U | d158v | 29.9725 | 74.4457 | 110.152 | 7.7797 | 1.4808 | 19.0153 | 30.9229 | 84.4054 | 117.715 | 8.1808 | 1.4808 | 19.0153 | 30.9229 | 81.814 | 105.664 | 8.1808 | 1.4808 | 19.0153
U | d158x | 29.2094 | 70.6437 | 105.765 | 7.7714 | 1.4808 | 19.0153 | 30.9229 | 84.4054 | 117.715 | 8.1808 | 1.4808 | 19.0153 | 30.9229 | 80.9212 | 101.869 | 8.1808 | 1.4808 | 19.0153
U | d158y | 29.0614 | 71.0462 | 105.37 | 7.7648 | 1.4808 | 19.0153 | 30.9229 | 84.4054 | 117.715 | 8.1808 | 1.4808 | 19.0153 | 30.9229 | 80.4414 | 102.417 | 8.1808 | 1.4808 | 19.0153
U | d159a | 28.5676 | 69.9438 | 104.2 | 7.7605 | 1.4808 | 19.0153 | 30.9229 | 84.4054 | 117.715 | 8.1808 | 1.4808 | 19.0153 | 30.9229 | 79.9852 | 99.0887 | 8.1808 | 1.4808 | 19.0153
U | d159b | 28.4964 | 71.0757 | 105.848 | 7.7601 | 1.4808 | 19.0153 | 30.9229 | 84.4054 | 117.715 | 8.1808 | 1.4808 | 19.0153 | 30.9229 | 79.8621 | 99.0945 | 8.1808 | 1.4808 | 19.0153
U | d159c | 28.5559 | 71.6095 | 106.88 | 7.7602 | 1.4808 | 19.0153 | 30.9229 | 84.4054 | 117.715 | 8.1808 | 1.4808 | 19.0153 | 30.9229 | 79.8186 | 99.3503 | 8.1808 | 1.4808 | 19.0153
U | d159d | 28.7046 | 71.5107 | 107.009 | 7.76 | 1.4808 | 19.0153 | 30.9229 | 84.4054 | 117.715 | 8.1808 | 1.4808 | 19.0153 | 30.9229 | 79.8622 | 99.6813 | 8.1808 | 1.4808 | 19.0153
U | d159e | 29.5316 | 73.6562 | 109.386 | 7.7626 | 1.4808 | 19.0153 | 30.9229 | 84.4054 | 117.715 | 8.1808 | 1.4808 | 19.0153 | 30.9229 | 79.8475 | 99.5261 | 8.1808 | 1.4808 | 19.0153
U | d159f | 30.5133 | 78.6347 | 113.96 | 7.7748 | 1.4808 | 19.0153 | 30.9229 | 84.4054 | 117.715 | 8.1808 | 1.4808 | 19.0153 | 30.9229 | 80.2381 | 101.219 | 8.1808 | 1.4808 | 19.0153
U | d159g | 30.9229 | 82.3344 | 116.228 | 7.8015 | 1.4808 | 19.0153 | 30.9229 | 84.4054 | 117.715 | 8.1808 | 1.4808 | 19.0153 | 30.9229 | 81.2753 | 103.306 | 8.1808 | 1.4808 | 19.0153
U | d159h | 30.9229 | 83.3064 | 117.569 | 7.8391 | 1.4808 | 19.0153 | 30.9229 | 84.4054 | 117.715 | 8.1808 | 1.4808 | 19.0153 | 30.9229 | 82.4361 | 108.726 | 8.1808 | 1.4808 | 19.0153
U | d159i | 30.9229 | 83.561 | 117.715 | 7.8447 | 1.4808 | 19.0153 | 30.9229 | 84.4054 | 117.715 | 8.1808 | 1.4808 | 19.0153 | 30.9229 | 82.955 | 111.328 | 8.1808 | 1.4808 | 19.0153
U | d159j | 30.9229 | 83.7006 | 117.715 | 7.8662 | 1.4808 | 19.0153 | 30.9229 | 84.4054 | 117.715 | 8.1808 | 1.4808 | 19.0153 | 30.9229 | 83.2134 | 113.283 | 8.1808 | 1.4808 | 19.0153
U | d159k | 30.9229 | 83.8948 | 117.715 | 7.8791 | 1.4808 | 19.0153 | 30.9229 | 84.4054 | 117.715 | 8.1808 | 1.4808 | 19.0153 | 30.9229 | 83.4186 | 114.33 | 8.1808 | 1.4808 | 19.0153
U | d159l | 30.9229 | 84.1267 | 117.715 | 7.8874 | 1.4808 | 19.0153 | 30.9229 | 84.4054 | 117.715 | 8.1808 | 1.4808 | 19.0153 | 30.9229 | 83.5798 | 114.829 | 8.1808 | 1.4808 | 19.0153
U | d159m | 30.9229 | 84.0296 | 117.715 | 7.8743 | 1.4808 | 19.0153 | 30.9229 | 84.4054 | 117.715 | 8.1808 | 1.4808 | 19.0153 | 30.9229 | 83.535 | 114.64 | 8.1808 | 1.4808 | 19.0153
U | d159n | 30.9229 | 84.4054 | 117.715 | 8.1808 | 1.4808 | 19.0153 | 30.9229 | 84.4054 | 117.715 | 8.1808 | 1.4808 | 19.0153 | 30.9229 | 83.9451 | 115.907 | 8.1808 | 1.4808 | 19.0153
U | d159o | 30.9229 | 84.1493 | 117.715 | 7.8752 | 1.4808 | 19.0153 | 30.9229 | 84.4054 | 117.715 | 8.1808 | 1.4808 | 19.0153 | 30.9229 | 83.5636 | 114.835 | 8.1808 | 1.4808 | 19.0153
U | d159p | 30.9229 | 83.9758 | 117.715 | 7.8479 | 1.4808 | 19.0153 | 30.9229 | 84.4054 | 117.715 | 8.1808 | 1.4808 | 19.0153 | 30.9229 | 83.4651 | 114.359 | 8.1808 | 1.4808 | 19.0153
U | d159q | 30.9229 | 84.1004 | 117.715 | 7.8489 | 1.4808 | 19.0153 | 30.9229 | 84.4054 | 117.715 | 8.1808 | 1.4808 | 19.0153 | 30.9229 | 83.5952 | 115.072 | 8.1808 | 1.4808 | 19.0153
U | d159r | 30.9229 | 83.8307 | 117.715 | 7.8316 | 1.4808 | 19.0153 | 30.9229 | 84.4054 | 117.715 | 8.1808 | 1.4808 | 19.0153 | 30.9229 | 83.5496 | 114.972 | 8.1808 | 1.4808 | 19.0153
U | d159s | 30.9229 | 83.345 | 117.715 | 7.8064 | 1.4808 | 19.0153 | 30.9229 | 84.4054 | 117.715 | 8.1808 | 1.4808 | 19.0153 | 30.9229 | 83.3365 | 113.909 | 8.1808 | 1.4808 | 19.0153
U | d159t | 30.9229 | 81.9705 | 117.715 | 7.8011 | 1.4808 | 19.0153 | 30.9229 | 84.4054 | 117.715 | 8.1808 | 1.4808 | 19.0153 | 30.9229 | 83.2979 | 113.705 | 8.1808 | 1.4808 | 19.0153
U | d159u | 30.9229 | 72.5406 | 114.929 | 7.7749 | 1.4808 | 19.0153 | 30.9229 | 84.4054 | 117.715 | 8.1808 | 1.4808 | 19.0153 | 30.9229 | 82.8275 | 110.582 | 8.1808 | 1.4808 | 19.0153
U | d159v | 30.0201 | 68.905 | 113.006 | 7.7679 | 1.4808 | 19.0153 | 30.9229 | 84.4054 | 117.715 | 8.1808 | 1.4808 | 19.0153 | 30.9229 | 82.6566 | 109.628 | 8.1808 | 1.4808 | 19.0153
U | d159x | 29.13 | 64.473 | 109.039 | 7.7618 | 1.4808 | 19.0153 | 30.9229 | 84.4054 | 117.715 | 8.1808 | 1.4808 | 19.0153 | 30.9229 | 81.7305 | 104.752 | 8.1808 | 1.4808 | 19.0153
U | d159y | 28.1548 | 61.4356 | 106.213 | 7.7541 | 1.4808 | 19.0153 | 30.9229 | 84.4054 | 117.715 | 8.1808 | 1.4808 | 19.0153 | 30.9229 | 81.2764 | 103.672 | 8.1808 | 1.4808 | 19.0153
U | d160a | 27.3256 | 60.6106 | 105.865 | 7.7515 | 1.4808 | 19.0153 | 30.9229 | 84.4054 | 117.715 | 8.1808 | 1.4808 | 19.0153 | 30.9229 | 81.1329 | 101.627 | 8.1808 | 1.4808 | 19.0153
U | d160b | 27.1017 | 62.7502 | 108.537 | 7.7505 | 1.4808 | 19.0153 | 30.9229 | 84.4054 | 117.715 | 8.1808 | 1.4808 | 19.0153 | 30.9229 | 81.2009 | 102.244 | 8.1808 | 1.4808 | 19.0153
U | d160c | 26.569 | 62.7892 | 109.091 | 7.75 | 1.4808 | 19.0153 | 30.9229 | 84.4054 | 117.715 | 8.1808 | 1.4808 | 19.0153 | 30.9229 | 81.2192 | 101.948 | 8.1808 | 1.4808 | 19.0153
U | d160d | 26.5522 | 62.049 | 108.963 | 7.7498 | 1.4808 | 19.0153 | 30.9229 | 84.4054 | 117.715 | 8.1808 | 1.4808 | 19.0153 | 30.9229 | 81.342 | 102.825 | 8.1808 | 1.4808 | 19.0153
U | d160e | 27.4158 | 63.7919 | 110.099 | 7.7526 | 1.4808 | 19.0153 | 30.9229 | 84.4054 | 117.715 | 8.1808 | 1.4808 | 19.0153 | 30.9229 | 81.894 | 105.589 | 8.1808 | 1.4808 | 19.0153
U | d160f | 29.0985 | 68.7727 | 113.408 | 7.7622 | 1.4808 | 19.0153 | 30.9229 | 84.4054 | 117.715 | 8.1808 | 1.4808 | 19.0153 | 30.9229 | 83.1333 | 110.959 | 8.1808 | 1.4808 | 19.0153
U | d160g | 30.7597 | 73.1536 | 114.783 | 7.7761 | 1.4808 | 19.0153 | 30.9229 | 84.4054 | 117.715 | 8.1808 | 1.4808 | 19.0153 | 30.9229 | 84.0609 | 114.955 | 8.1808 | 1.4808 | 19.0153
U | d160h | 30.9229 | 75.817 | 115.452 | 7.7849 | 1.4808 | 19.0153 | 30.9229 | 84.4054 | 117.715 | 8.1808 | 1.4808 | 19.0153 | 30.9229 | 84.4054 | 117.048 | 8.1808 | 1.4808 | 19.0153
U | d160i | 30.9229 | 75.2519 | 115.715 | 7.7877 | 1.4808 | 19.0153 | 30.9229 | 84.4054 | 117.715 | 8.1808 | 1.4808 | 19.0153 | 30.9229 | 84.4054 | 117.201 | 8.1808 | 1.4808 | 19.0153
U | d160j | 30.9229 | 75.7034 | 115.924 | 7.793 | 1.4808 | 19.0153 | 30.9229 | 84.4054 | 117.715 | 8.1808 | 1.4808 | 19.0153 | 30.9229 | 84.4054 | 117.272 | 8.1808 | 1.4808 | 19.0153
U | d160k | 30.9229 | 75.9474 | 115.714 | 7.804 | 1.4808 | 19.0153 | 30.9229 | 84.4054 | 117.715 | 8.1808 | 1.4808 | 19.0153 | 30.9229 | 84.4054 | 117.276 | 8.1808 | 1.4808 | 19.0153
U | d160l | 30.9229 | 75.3433 | 115.516 | 7.8049 | 1.4808 | 19.0153 | 30.9229 | 84.4054 | 117.715 | 8.1808 | 1.4808 | 19.0153 | 30.9229 | 84.4054 | 117.298 | 8.1808 | 1.4808 | 19.0153
U | d160m | 30.9229 | 76.4579 | 115.83 | 7.8152 | 1.4808 | 19.0153 | 30.9229 | 84.4054 | 117.715 | 8.1808 | 1.4808 | 19.0153 | 30.9229 | 84.4054 | 117.322 | 8.1808 | 1.4808 | 19.0153
U | d160n | 30.9229 | 75.8548 | 115.836 | 7.8097 | 1.4808 | 19.0153 | 30.9229 | 84.4054 | 117.715 | 8.1808 | 1.4808 | 19.0153 | 30.9229 | 84.4054 | 117.318 | 8.1808 | 1.4808 | 19.0153
U | d160o | 30.9229 | 77.8928 | 116.324 | 7.8279 | 1.4808 | 19.0153 | 30.9229 | 84.4054 | 117.715 | 8.1808 | 1.4808 | 19.0153 | 30.9229 | 84.4054 | 117.449 | 8.1808 | 1.4808 | 19.0153
U | d160p | 30.7488 | 76.4043 | 116.314 | 7.8124 | 1.4808 | 19.0153 | 30.9229 | 84.4054 | 117.715 | 8.1808 | 1.4808 | 19.0153 | 30.9229 | 84.4054 | 117.33 | 8.1808 | 1.4808 | 19.0153
U | d160q | 30.7121 | 77.7033 | 116.876 | 7.8176 | 1.4808 | 19.0153 | 30.9229 | 84.4054 | 117.715 | 8.1808 | 1.4808 | 19.0153 | 30.9229 | 84.4054 | 117.715 | 8.1808 | 1.4808 | 19.0153
U | d160r | 30.073 | 74.2595 | 116.125 | 7.811 | 1.4808 | 19.0153 | 30.9229 | 84.4054 | 117.715 | 8.1808 | 1.4808 | 19.0153 | 30.9229 | 84.4054 | 117.331 | 8.1808 | 1.4808 | 19.0153
U | d160s | 29.5409 | 72.2953 | 115.993 | 7.8064 | 1.4808 | 19.0153 | 30.9229 | 84.4054 | 117.715 | 8.1808 | 1.4808 | 19.0153 | 30.9229 | 84.4054 | 117.304 | 8.1808 | 1.4808 | 19.0153
U | d160t | 27.7197 | 67.0287 | 115.172 | 7.796 | 1.4808 | 19.0153 | 30.9229 | 84.4054 | 117.715 | 8.1808 | 1.4808 | 19.0153 | 30.9229 | 84.4054 | 117.208 | 8.1808 | 1.4808 | 19.0153
U | d160u | 23.8742 | 57.6768 | 110.905 | 7.7798 | 1.4808 | 19.0153 | 30.9229 | 84.4054 | 117.715 | 8.1808 | 1.4808 | 19.0153 | 30.9229 | 84.1768 | 115.864 | 8.1808 | 1.4808 | 19.0153
U | d160v | 22.2196 | 54.3727 | 107.219 | 7.7706 | 1.4808 | 19.0153 | 30.9229 | 84.4054 | 117.715 | 8.1808 | 1.4808 | 19.0153 | 30.9229 | 84.1062 | 114.476 | 8.1808 | 1.4808 | 19.0153
U | d160x | 20.6362 | 48.9081 | 100.937 | 7.7638 | 1.4808 | 19.0153 | 30.9229 | 84.4054 | 117.715 | 8.1808 | 1.4808 | 19.0153 | 30.9229 | 83.3198 | 110.83 | 8.1808 | 1.4808 | 19.0153
U | d160y | 19.7235 | 47.1634 | 99.8792 | 7.7582 | 1.4808 | 19.0153 | 30.9229 | 84.4054 | 117.715 | 8.1808 | 1.4808 | 19.0153 | 30.9229 | 82.4078 | 107.802 | 8.1808 | 1.4808 | 19.0153
U | d161a | 19.0675 | 46.694 | 100.302 | 7.7555 | 1.4808 | 19.0153 | 30.9229 | 84.4054 | 117.715 | 8.1808 | 1.4808 | 19.0153 | 30.9229 | 82.2912 | 106.249 | 8.1808 | 1.4808 | 19.0153
U | d161b | 18.9791 | 47.652 | 102.614 | 7.754 | 1.4808 | 19.0153 | 30.9229 | 84.4054 | 117.715 | 8.1808 | 1.4808 | 19.0153 | 30.9229 | 82.3403 | 106.861 | 8.1808 | 1.4808 | 19.0153
U | d161c | 18.8822 | 48.6647 | 104.064 | 7.7538 | 1.4808 | 19.0153 | 30.9229 | 84.4054 | 117.715 | 8.1808 | 1.4808 | 19.0153 | 30.9229 | 82.3995 | 107.067 | 8.1808 | 1.4808 | 19.0153
U | d161d | 19.0027 | 48.9355 | 104.334 | 7.7535 | 1.4808 | 19.0153 | 30.9229 | 84.4054 | 117.715 | 8.1808 | 1.4808 | 19.0153 | 30.9229 | 82.4677 | 107.627 | 8.1808 | 1.4808 | 19.0153
U | d161e | 19.8911 | 51.4075 | 106.167 | 7.7543 | 1.4808 | 19.0153 | 30.9229 | 84.4054 | 117.715 | 8.1808 | 1.4808 | 19.0153 | 30.9229 | 82.8043 | 109.852 | 8.1808 | 1.4808 | 19.0153
U | d161f | 21.8664 | 57.6262 | 110.794 | 7.7639 | 1.4808 | 19.0153 | 30.9229 | 84.4054 | 117.715 | 8.1808 | 1.4808 | 19.0153 | 30.9229 | 83.8795 | 113.454 | 8.1808 | 1.4808 | 19.0153
U | d161g | 24.4756 | 65.3779 | 114.416 | 7.7744 | 1.4808 | 19.0153 | 30.9229 | 84.4054 | 117.715 | 8.1808 | 1.4808 | 19.0153 | 30.9229 | 84.3149 | 115.742 | 8.1808 | 1.4808 | 19.0153
U | d161h | 25.297 | 69.5081 | 115.404 | 7.7756 | 1.4808 | 19.0153 | 30.9229 | 84.4054 | 117.715 | 8.1808 | 1.4808 | 19.0153 | 30.9229 | 84.4054 | 116.326 | 8.1808 | 1.4808 | 19.0153
U | d161i | 25.1588 | 70.0869 | 115.882 | 7.7765 | 1.4808 | 19.0153 | 30.9229 | 84.4054 | 117.715 | 8.1808 | 1.4808 | 19.0153 | 30.9229 | 84.4054 | 116.516 | 8.1808 | 1.4808 | 19.0153
U | d161j | 25.4535 | 66.2128 | 115.284 | 7.7833 | 1.4808 | 19.0153 | 30.9229 | 84.4054 | 117.715 | 8.1808 | 1.4808 | 19.0153 | 30.9229 | 84.4054 | 116.489 | 8.1808 | 1.4808 | 19.0153
U | d161k | 25.7772 | 65.4287 | 115.056 | 7.7867 | 1.4808 | 19.0153 | 30.9229 | 84.4054 | 117.715 | 8.1808 | 1.4808 | 19.0153 | 30.9229 | 84.4054 | 116.515 | 8.1808 | 1.4808 | 19.0153
U | d161l | 27.167 | 69.8935 | 116.05 | 7.7915 | 1.4808 | 19.0153 | 30.9229 | 84.4054 | 117.715 | 8.1808 | 1.4808 | 19.0153 | 30.9229 | 84.4054 | 116.794 | 8.1808 | 1.4808 | 19.0153
U | d161m | 26.4368 | 69.1598 | 115.852 | 7.7866 | 1.4808 | 19.0153 | 30.9229 | 84.4054 | 117.715 | 8.1808 | 1.4808 | 19.0153 | 30.9229 | 84.4054 | 116.594 | 8.1808 | 1.4808 | 19.0153
U | d161n | 26.8045 | 71.7359 | 116.079 | 7.7839 | 1.4808 | 19.0153 | 30.9229 | 84.4054 | 117.715 | 8.1808 | 1.4808 | 19.0153 | 30.9229 | 84.4054 | 116.707 | 8.1808 | 1.4808 | 19.0153
U | d161o | 26.6519 | 71.1565 | 116.123 | 7.7805 | 1.4808 | 19.0153 | 30.9229 | 84.4054 | 117.715 | 8.1808 | 1.4808 | 19.0153 | 30.9229 | 84.4054 | 116.612 | 8.1808 | 1.4808 | 19.0153
U | d161p | 28.0881 | 75.0688 | 116.97 | 7.782 | 1.4808 | 19.0153 | 30.9229 | 84.4054 | 117.715 | 8.1808 | 1.4808 | 19.0153 | 30.9229 | 84.4054 | 116.822 | 8.1808 | 1.4808 | 19.0153
U | d161q | 28.4127 | 75.8552 | 117.388 | 7.7826 | 1.4808 | 19.0153 | 30.9229 | 84.4054 | 117.715 | 8.1808 | 1.4808 | 19.0153 | 30.9229 | 84.4054 | 117.022 | 8.1808 | 1.4808 | 19.0153
U | d161r | 29.6622 | 80.8798 | 117.715 | 7.7883 | 1.4808 | 19.0153 | 30.9229 | 84.4054 | 117.715 | 8.1808 | 1.4808 | 19.0153 | 30.9229 | 84.4054 | 117.715 | 8.1808 | 1.4808 | 19.0153
U | d161s | 26.7156 | 70.0258 | 115.977 | 7.7757 | 1.4808 | 19.0153 | 30.9229 | 84.4054 | 117.715 | 8.1808 | 1.4808 | 19.0153 | 30.9229 | 84.4054 | 116.387 | 8.1808 | 1.4808 | 19.0153
U | d161t | 25.4335 | 63.5868 | 114.184 | 7.7715 | 1.4808 | 19.0153 | 30.9229 | 84.4054 | 117.715 | 8.1808 | 1.4808 | 19.0153 | 30.9229 | 84.4054 | 115.774 | 8.1808 | 1.4808 | 19.0153
U | d161u | 24.8524 | 60.7041 | 112.402 | 7.7702 | 1.4808 | 19.0153 | 30.9229 | 84.4054 | 117.715 | 8.1808 | 1.4808 | 19.0153 | 30.9229 | 84.2111 | 115.242 | 8.1808 | 1.4808 | 19.0153
U | d161v | 22.8057 | 55.5814 | 107.416 | 7.7647 | 1.4808 | 19.0153 | 30.9229 | 84.4054 | 117.715 | 8.1808 | 1.4808 | 19.0153 | 30.9229 | 84.1421 | 113.276 | 8.1808 | 1.4808 | 19.0153
U | d161x | 21.1076 | 51.1646 | 102.45 | 7.7603 | 1.4808 | 19.0153 | 30.9229 | 84.4054 | 117.715 | 8.1808 | 1.4808 | 19.0153 | 30.9229 | 83.5247 | 110.737 | 8.1808 | 1.4808 | 19.0153
U | d161y | 19.0991 | 48.7867 | 97.8358 | 7.7527 | 1.4808 | 19.0153 | 30.9229 | 84.4054 | 117.715 | 8.1808 | 1.4808 | 19.0153 | 30.9229 | 82.7109 | 107.426 | 8.1808 | 1.4808 | 19.0153
U | d162a | 18.0159 | 49.8083 | 98.4666 | 7.7523 | 1.4808 | 19.0153 | 30.9229 | 84.4054 | 117.715 | 8.1808 | 1.4808 | 19.0153 | 30.9229 | 82.6918 | 106.489 | 8.1808 | 1.4808 | 19.0153
U | d162b | 17.3335 | 51.7853 | 100.276 | 7.7512 | 1.4808 | 19.0153 | 30.9229 | 84.4054 | 117.715 | 8.1808 | 1.4808 | 19.0153 | 30.9229 | 82.7217 | 107.262 | 8.1808 | 1.4808 | 19.0153
U | d162c | 17.1285 | 53.0909 | 102.249 | 7.7502 | 1.4808 | 19.0153 | 30.9229 | 84.4054 | 117.715 | 8.1808 | 1.4808 | 19.0153 | 30.9229 | 82.815 | 107.862 | 8.1808 | 1.4808 | 19.0153
U | d162d | 17.0421 | 52.9237 | 102.063 | 7.7492 | 1.4808 | 19.0153 | 30.9229 | 84.4054 | 117.715 | 8.1808 | 1.4808 | 19.0153 | 30.9229 | 82.8654 | 108.462 | 8.1808 | 1.4808 | 19.0153
U | d162e | 17.1767 | 52.8038 | 100.924 | 7.7483 | 1.4808 | 19.0153 | 30.9229 | 84.4054 | 117.715 | 8.1808 | 1.4808 | 19.0153 | 30.9229 | 83.1757 | 109.976 | 8.1808 | 1.4808 | 19.0153
U | d162f | 16.8601 | 52.9282 | 100.877 | 7.7488 | 1.4808 | 19.0153 | 30.9229 | 84.4054 | 117.715 | 8.1808 | 1.4808 | 19.0153 | 30.9229 | 84.1208 | 113.061 | 8.1808 | 1.4808 | 19.0153
U | d162g | 18.0175 | 57.6953 | 106.401 | 7.7535 | 1.4808 | 19.0153 | 30.9229 | 84.4054 | 117.715 | 8.1808 | 1.4808 | 19.0153 | 30.9229 | 84.4054 | 115.444 | 8.1808 | 1.4808 | 19.0153
U | d162h | 20.0343 | 63.5939 | 111.507 | 7.7604 | 1.4808 | 19.0153 | 30.9229 | 84.4054 | 117.715 | 8.1808 | 1.4808 | 19.0153 | 30.9229 | 84.4054 | 116.256 | 8.1808 | 1.4808 | 19.0153
U | d162i | 21.0664 | 64.5198 | 112.607 | 7.7626 | 1.4808 | 19.0153 | 30.9229 | 84.4054 | 117.715 | 8.1808 | 1.4808 | 19.0153 | 30.9229 | 84.4054 | 116.355 | 8.1808 | 1.4808 | 19.0153
U | d162j | 21.0763 | 63.2602 | 112.508 | 7.7645 | 1.4808 | 19.0153 | 30.9229 | 84.4054 | 117.715 | 8.1808 | 1.4808 | 19.0153 | 30.9229 | 84.4054 | 116.365 | 8.1808 | 1.4808 | 19.0153
U | d162k | 20.8199 | 63.4962 | 112.373 | 7.764 | 1.4808 | 19.0153 | 30.9229 | 84.4054 | 117.715 | 8.1808 | 1.4808 | 19.0153 | 30.9229 | 84.4054 | 116.356 | 8.1808 | 1.4808 | 19.0153
U | d162l | 21.3761 | 66.6947 | 113.567 | 7.7666 | 1.4808 | 19.0153 | 30.9229 | 84.4054 | 117.715 | 8.1808 | 1.4808 | 19.0153 | 30.9229 | 84.4054 | 116.461 | 8.1808 | 1.4808 | 19.0153
U | d162m | 21.4557 | 67.095 | 113.618 | 7.7681 | 1.4808 | 19.0153 | 30.9229 | 84.4054 | 117.715 | 8.1808 | 1.4808 | 19.0153 | 30.9229 | 84.4054 | 116.48 | 8.1808 | 1.4808 | 19.0153
U | d162n | 22.0261 | 70.9113 | 114.768 | 7.7702 | 1.4808 | 19.0153 | 30.9229 | 84.4054 | 117.715 | 8.1808 | 1.4808 | 19.0153 | 30.9229 | 84.4054 | 116.587 | 8.1808 | 1.4808 | 19.0153
U | d162o | 22.5008 | 70.9586 | 115.145 | 7.7716 | 1.4808 | 19.0153 | 30.9229 | 84.4054 | 117.715 | 8.1808 | 1.4808 | 19.0153 | 30.9229 | 84.4054 | 116.649 | 8.1808 | 1.4808 | 19.0153
U | d162p | 24.0926 | 73.6057 | 116.11 | 7.7753 | 1.4808 | 19.0153 | 30.9229 | 84.4054 | 117.715 | 8.1808 | 1.4808 | 19.0153 | 30.9229 | 84.4054 | 117.141 | 8.1808 | 1.4808 | 19.0153
U | d162q | 25.384 | 74.3128 | 116.468 | 7.7811 | 1.4808 | 19.0153 | 30.9229 | 84.4054 | 117.715 | 8.1808 | 1.4808 | 19.0153 | 30.9229 | 84.4054 | 117.715 | 8.1808 | 1.4808 | 19.0153
U | d162r | 26.6204 | 74.6058 | 116.657 | 7.7866 | 1.4808 | 19.0153 | 30.9229 | 84.4054 | 117.715 | 8.1808 | 1.4808 | 19.0153 | 30.9229 | 84.4054 | 117.715 | 8.1808 | 1.4808 | 19.0153
U | d162s | 24.6792 | 67.2969 | 114.356 | 7.7804 | 1.4808 | 19.0153 | 30.9229 | 84.4054 | 117.715 | 8.1808 | 1.4808 | 19.0153 | 30.9229 | 84.4054 | 116.76 | 8.1808 | 1.4808 | 19.0153
U | d162t | 23.0277 | 60.5112 | 110.748 | 7.777 | 1.4808 | 19.0153 | 30.9229 | 84.4054 | 117.715 | 8.1808 | 1.4808 | 19.0153 | 30.9229 | 84.4054 | 116.299 | 8.1808 | 1.4808 | 19.0153
U | d162u | 21.6645 | 54.304 | 103.955 | 7.7734 | 1.4808 | 19.0153 | 30.9229 | 84.4054 | 117.715 | 8.1808 | 1.4808 | 19.0153 | 30.9229 | 84.2589 | 115.483 | 8.1808 | 1.4808 | 19.0153
U | d162v | 20.9153 | 51.6353 | 100.506 | 7.7676 | 1.4808 | 19.0153 | 30.9229 | 84.4054 | 117.715 | 8.1808 | 1.4808 | 19.0153 | 30.9229 | 84.2436 | 114.588 | 8.1808 | 1.4808 | 19.0153
U | d162x | 20.6139 | 48.9304 | 95.9427 | 7.766 | 1.4808 | 19.0153 | 30.9229 | 84.4054 | 117.715 | 8.1808 | 1.4808 | 19.0153 | 30.9229 | 84.1701 | 113.34 | 8.1808 | 1.4808 | 19.0153
U | d162y | 18.6197 | 45.0693 | 89.8692 | 7.7585 | 1.4808 | 19.0153 | 30.9229 | 84.4054 | 117.715 | 8.1808 | 1.4808 | 19.0153 | 30.9229 | 82.89 | 109.579 | 8.1808 | 1.4808 | 19.0153
U | d163a | 17.8175 | 44.2715 | 89.6794 | 7.7564 | 1.4808 | 19.0153 | 30.9229 | 84.4054 | 117.715 | 8.1808 | 1.4808 | 19.0153 | 30.9229 | 82.8915 | 108.969 | 8.1808 | 1.4808 | 19.0153
U | d163b | 17.3334 | 44.3423 | 91.202 | 7.7554 | 1.4808 | 19.0153 | 30.9229 | 84.4054 | 117.715 | 8.1808 | 1.4808 | 19.0153 | 30.9229 | 82.9078 | 109.297 | 8.1808 | 1.4808 | 19.0153
U | d163c | 17.4735 | 44.7382 | 92.1191 | 7.7572 | 1.4808 | 19.0153 | 30.9229 | 84.4054 | 117.715 | 8.1808 | 1.4808 | 19.0153 | 30.9229 | 82.9948 | 110.036 | 8.1808 | 1.4808 | 19.0153
U | d163d | 17.7232 | 45.157 | 93.5043 | 7.7568 | 1.4808 | 19.0153 | 30.9229 | 84.4054 | 117.715 | 8.1808 | 1.4808 | 19.0153 | 30.9229 | 83.1071 | 110.95 | 8.1808 | 1.4808 | 19.0153
U | d163e | 17.9332 | 43.8818 | 91.0455 | 7.7559 | 1.4808 | 19.0153 | 30.9229 | 84.4054 | 117.715 | 8.1808 | 1.4808 | 19.0153 | 30.9229 | 83.3828 | 111.497 | 8.1808 | 1.4808 | 19.0153
U | d163f | 18.3692 | 45.7787 | 93.4918 | 7.7595 | 1.4808 | 19.0153 | 30.9229 | 84.4054 | 117.715 | 8.1808 | 1.4808 | 19.0153 | 30.9229 | 84.254 | 115.382 | 8.1808 | 1.4808 | 19.0153
U | d163g | 20.9801 | 54.0307 | 104.053 | 7.7699 | 1.4808 | 19.0153 | 30.9229 | 84.4054 | 117.715 | 8.1808 | 1.4808 | 19.0153 | 30.9229 | 84.4054 | 117.715 | 8.1808 | 1.4808 | 19.0153
U | d163h | 25.8807 | 62.0025 | 111.286 | 7.7803 | 1.4808 | 19.0153 | 30.9229 | 84.4054 | 117.715 | 8.1808 | 1.4808 | 19.0153 | 30.9229 | 84.4054 | 117.715 | 8.1808 | 1.4808 | 19.0153
U | d163i | 27.5534 | 63.5757 | 112.663 | 7.7861 | 1.4808 | 19.0153 | 30.9229 | 84.4054 | 117.715 | 8.1808 | 1.4808 | 19.0153 | 30.9229 | 84.4054 | 117.715 | 8.1808 | 1.4808 | 19.0153
U | d163j | 26.7533 | 60.3183 | 110.968 | 7.787 | 1.4808 | 19.0153 | 30.9229 | 84.4054 | 117.715 | 8.1808 | 1.4808 | 19.0153 | 30.9229 | 84.4054 | 117.715 | 8.1808 | 1.4808 | 19.0153
U | d163k | 27.0842 | 61.1406 | 111.969 | 7.7899 | 1.4808 | 19.0153 | 30.9229 | 84.4054 | 117.715 | 8.1808 | 1.4808 | 19.0153 | 30.9229 | 84.4054 | 117.715 | 8.1808 | 1.4808 | 19.0153
U | d163l | 27.1703 | 58.6769 | 108.956 | 7.7916 | 1.4808 | 19.0153 | 30.9229 | 84.4054 | 117.715 | 8.1808 | 1.4808 | 19.0153 | 30.9229 | 84.4054 | 117.715 | 8.1808 | 1.4808 | 19.0153
U | d163m | 28.3793 | 61.1417 | 110.136 | 7.7961 | 1.4808 | 19.0153 | 30.9229 | 84.4054 | 117.715 | 8.1808 | 1.4808 | 19.0153 | 30.9229 | 84.4054 | 117.715 | 8.1808 | 1.4808 | 19.0153
U | d163n | 27.762 | 59.5485 | 109.673 | 7.7912 | 1.4808 | 19.0153 | 30.9229 | 84.4054 | 117.715 | 8.1808 | 1.4808 | 19.0153 | 30.9229 | 84.4054 | 117.715 | 8.1808 | 1.4808 | 19.0153
U | d163o | 27.7976 | 61.0664 | 110.963 | 7.7879 | 1.4808 | 19.0153 | 30.9229 | 84.4054 | 117.715 | 8.1808 | 1.4808 | 19.0153 | 30.9229 | 84.4054 | 117.715 | 8.1808 | 1.4808 | 19.0153
U | d163p | 28.8528 | 66.7236 | 114.42 | 7.7918 | 1.4808 | 19.0153 | 30.9229 | 84.4054 | 117.715 | 8.1808 | 1.4808 | 19.0153 | 30.9229 | 84.4054 | 117.715 | 8.1808 | 1.4808 | 19.0153
U | d163q | 29.4854 | 69.8333 | 115.738 | 7.7945 | 1.4808 | 19.0153 | 30.9229 | 84.4054 | 117.715 | 8.1808 | 1.4808 | 19.0153 | 30.9229 | 84.4054 | 117.715 | 8.1808 | 1.4808 | 19.0153
U | d163r | 29.5521 | 69.7759 | 115.795 | 7.794 | 1.4808 | 19.0153 | 30.9229 | 84.4054 | 117.715 | 8.1808 | 1.4808 | 19.0153 | 30.9229 | 84.4054 | 117.715 | 8.1808 | 1.4808 | 19.0153
U | d163s | 28.6989 | 66.2928 | 114.805 | 7.79 | 1.4808 | 19.0153 | 30.9229 | 84.4054 | 117.715 | 8.1808 | 1.4808 | 19.0153 | 30.9229 | 84.4054 | 117.715 | 8.1808 | 1.4808 | 19.0153
U | d163t | 26.2885 | 59.7916 | 111.986 | 7.784 | 1.4808 | 19.0153 | 30.9229 | 84.4054 | 117.715 | 8.1808 | 1.4808 | 19.0153 | 30.9229 | 84.4054 | 117.715 | 8.1808 | 1.4808 | 19.0153
U | d163u | 23.5571 | 53.8337 | 106.758 | 7.7754 | 1.4808 | 19.0153 | 30.9229 | 84.4054 | 117.715 | 8.1808 | 1.4808 | 19.0153 | 30.9229 | 84.2771 | 116.658 | 8.1808 | 1.4808 | 19.0153
U | d163v | 22.2106 | 50.0851 | 102.599 | 7.7653 | 1.4808 | 19.0153 | 30.9229 | 84.4054 | 117.715 | 8.1808 | 1.4808 | 19.0153 | 30.9229 | 84.2571 | 115.919 | 8.1808 | 1.4808 | 19.0153
U | d163x | 20.6337 | 44.9721 | 96.0447 | 7.7606 | 1.4808 | 19.0153 | 30.9229 | 84.4054 | 117.715 | 8.1808 | 1.4808 | 19.0153 | 30.9229 | 83.7657 | 113.208 | 8.1808 | 1.4808 | 19.0153
U | d163y | 19.9839 | 45.2681 | 95.6697 | 7.7549 | 1.4808 | 19.0153 | 30.9229 | 84.4054 | 117.715 | 8.1808 | 1.4808 | 19.0153 | 30.9229 | 82.9027 | 111.243 | 8.1808 | 1.4808 | 19.0153
U | d164a | 19.2143 | 44.7324 | 95.6461 | 7.7516 | 1.4808 | 19.0153 | 30.9229 | 84.4054 | 117.715 | 8.1808 | 1.4808 | 19.0153 | 30.9229 | 82.8222 | 109.971 | 8.1808 | 1.4808 | 19.0153
U | d164b | 18.7482 | 45.4788 | 97.4371 | 7.7521 | 1.4808 | 19.0153 | 30.9229 | 84.4054 | 117.715 | 8.1808 | 1.4808 | 19.0153 | 30.9229 | 82.8516 | 110.468 | 8.1808 | 1.4808 | 19.0153
U | d164c | 18.6648 | 46.2343 | 99.5512 | 7.7533 | 1.4808 | 19.0153 | 30.9229 | 84.4054 | 117.715 | 8.1808 | 1.4808 | 19.0153 | 30.9229 | 82.9235 | 110.83 | 8.1808 | 1.4808 | 19.0153
U | d164d | 18.5547 | 46.4354 | 99.7307 | 7.7541 | 1.4808 | 19.0153 | 30.9229 | 84.4054 | 117.715 | 8.1808 | 1.4808 | 19.0153 | 30.9229 | 82.9436 | 111.069 | 8.1808 | 1.4808 | 19.0153
U | d164e | 19.832 | 48.9392 | 103.095 | 7.7566 | 1.4808 | 19.0153 | 30.9229 | 84.4054 | 117.715 | 8.1808 | 1.4808 | 19.0153 | 30.9229 | 83.3564 | 112.588 | 8.1808 | 1.4808 | 19.0153
U | d164f | 22.8357 | 54.5913 | 109.548 | 7.7676 | 1.4808 | 19.0153 | 30.9229 | 84.4054 | 117.715 | 8.1808 | 1.4808 | 19.0153 | 30.9229 | 84.2554 | 115.905 | 8.1808 | 1.4808 | 19.0153
U | d164g | 27.8896 | 64.6547 | 114.803 | 7.7872 | 1.4808 | 19.0153 | 30.9229 | 84.4054 | 117.715 | 8.1808 | 1.4808 | 19.0153 | 30.9229 | 84.4054 | 117.715 | 8.1808 | 1.4808 | 19.0153
U | d164h | 29.0144 | 69.8447 | 115.708 | 7.795 | 1.4808 | 19.0153 | 30.9229 | 84.4054 | 117.715 | 8.1808 | 1.4808 | 19.0153 | 30.9229 | 84.4054 | 117.715 | 8.1808 | 1.4808 | 19.0153
U | d164i | 28.8699 | 70.6514 | 116.01 | 7.7959 | 1.4808 | 19.0153 | 30.9229 | 84.4054 | 117.715 | 8.1808 | 1.4808 | 19.0153 | 30.9229 | 84.4054 | 117.715 | 8.1808 | 1.4808 | 19.0153
U | d164j | 28.3309 | 69.4936 | 116.017 | 7.7987 | 1.4808 | 19.0153 | 30.9229 | 84.4054 | 117.715 | 8.1808 | 1.4808 | 19.0153 | 30.9229 | 84.4054 | 117.715 | 8.1808 | 1.4808 | 19.0153
U | d164k | 27.9694 | 69.0768 | 115.984 | 7.7928 | 1.4808 | 19.0153 | 30.9229 | 84.4054 | 117.715 | 8.1808 | 1.4808 | 19.0153 | 30.9229 | 84.4054 | 117.715 | 8.1808 | 1.4808 | 19.0153
U | d164l | 28.453 | 71.1073 | 116.218 | 7.7937 | 1.4808 | 19.0153 | 30.9229 | 84.4054 | 117.715 | 8.1808 | 1.4808 | 19.0153 | 30.9229 | 84.4054 | 117.715 | 8.1808 | 1.4808 | 19.0153
U | d164m | 28.1449 | 69.6514 | 116.086 | 7.7909 | 1.4808 | 19.0153 | 30.9229 | 84.4054 | 117.715 | 8.1808 | 1.4808 | 19.0153 | 30.9229 | 84.4054 | 117.715 | 8.1808 | 1.4808 | 19.0153
U | d164n | 29.1959 | 74.1515 | 116.852 | 7.8019 | 1.4808 | 19.0153 | 30.9229 | 84.4054 | 117.715 | 8.1808 | 1.4808 | 19.0153 | 30.9229 | 84.4054 | 117.715 | 8.1808 | 1.4808 | 19.0153
U | d164o | 28.3347 | 69.8898 | 116.071 | 7.7951 | 1.4808 | 19.0153 | 30.9229 | 84.4054 | 117.715 | 8.1808 | 1.4808 | 19.0153 | 30.9229 | 84.4054 | 117.715 | 8.1808 | 1.4808 | 19.0153
U | d164p | 28.5289 | 71.0551 | 116.173 | 7.798 | 1.4808 | 19.0153 | 30.9229 | 84.4054 | 117.715 | 8.1808 | 1.4808 | 19.0153 | 30.9229 | 84.4054 | 117.715 | 8.1808 | 1.4808 | 19.0153
U | d164q | 29.15 | 73.3382 | 116.521 | 7.8006 | 1.4808 | 19.0153 | 30.9229 | 84.4054 | 117.715 | 8.1808 | 1.4808 | 19.0153 | 30.9229 | 84.4054 | 117.715 | 8.1808 | 1.4808 | 19.0153
U | d164r | 29.4104 | 74.1812 | 116.708 | 7.8006 | 1.4808 | 19.0153 | 30.9229 | 84.4054 | 117.715 | 8.1808 | 1.4808 | 19.0153 | 30.9229 | 84.4054 | 117.715 | 8.1808 | 1.4808 | 19.0153
U | d164s | 28.8386 | 70.382 | 116 | 7.797 | 1.4808 | 19.0153 | 30.9229 | 84.4054 | 117.715 | 8.1808 | 1.4808 | 19.0153 | 30.9229 | 84.4054 | 117.715 | 8.1808 | 1.4808 | 19.0153
U | d164t | 26.6062 | 63.6266 | 114.436 | 7.7898 | 1.4808 | 19.0153 | 30.9229 | 84.4054 | 117.715 | 8.1808 | 1.4808 | 19.0153 | 30.9229 | 84.4054 | 117.715 | 8.1808 | 1.4808 | 19.0153
U | d164u | 23.5965 | 57.0573 | 109.774 | 7.7809 | 1.4808 | 19.0153 | 30.9229 | 84.4054 | 117.715 | 8.1808 | 1.4808 | 19.0153 | 30.9229 | 84.0477 | 115.647 | 8.1808 | 1.4808 | 19.0153
U | d164v | 22.3394 | 54.7734 | 108.248 | 7.7728 | 1.4808 | 19.0153 | 30.9229 | 84.4054 | 117.715 | 8.1808 | 1.4808 | 19.0153 | 30.9229 | 83.8 | 114.552 | 8.1808 | 1.4808 | 19.0153
U | d164x | 20.2761 | 47.3172 | 100.424 | 7.7623 | 1.4808 | 19.0153 | 30.9229 | 84.4054 | 117.715 | 8.1808 | 1.4808 | 19.0153 | 30.9229 | 83.1376 | 110.143 | 8.1808 | 1.4808 | 19.0153
U | d164y | 19.0782 | 45.4233 | 97.9721 | 7.7568 | 1.4808 | 19.0153 | 30.9229 | 84.4054 | 117.715 | 8.1808 | 1.4808 | 19.0153 | 30.9229 | 82.3797 | 106.712 | 8.1808 | 1.4808 | 19.0153
U | d165a | 18.2973 | 44.9938 | 97.7309 | 7.7535 | 1.4808 | 19.0153 | 30.9229 | 84.4054 | 117.715 | 8.1808 | 1.4808 | 19.0153 | 30.9229 | 82.2727 | 104.103 | 8.1808 | 1.4808 | 19.0153
U | d165b | 18.1439 | 46.3486 | 100.082 | 7.7532 | 1.4808 | 19.0153 | 30.9229 | 84.4054 | 117.715 | 8.1808 | 1.4808 | 19.0153 | 30.9229 | 82.2654 | 103.833 | 8.1808 | 1.4808 | 19.0153
U | d165c | 18.4648 | 47.553 | 101.715 | 7.7546 | 1.4808 | 19.0153 | 30.9229 | 84.4054 | 117.715 | 8.1808 | 1.4808 | 19.0153 | 30.9229 | 82.2729 | 103.801 | 8.1808 | 1.4808 | 19.0153
U | d165d | 18.7394 | 48.3612 | 102.669 | 7.7553 | 1.4808 | 19.0153 | 30.9229 | 84.4054 | 117.715 | 8.1808 | 1.4808 | 19.0153 | 30.9229 | 82.276 | 103.746 | 8.1808 | 1.4808 | 19.0153
U | d165e | 20.1299 | 51.4178 | 105.679 | 7.7595 | 1.4808 | 19.0153 | 30.9229 | 84.4054 | 117.715 | 8.1808 | 1.4808 | 19.0153 | 30.9229 | 82.2736 | 103.753 | 8.1808 | 1.4808 | 19.0153
U | d165f | 23.4235 | 56.792 | 111.106 | 7.7734 | 1.4808 | 19.0153 | 30.9229 | 84.4054 | 117.715 | 8.1808 | 1.4808 | 19.0153 | 30.9229 | 82.4662 | 106.058 | 8.1808 | 1.4808 | 19.0153
U | d165g | 26.7089 | 65.4922 | 115.831 | 7.7913 | 1.4808 | 19.0153 | 30.9229 | 84.4054 | 117.715 | 8.1808 | 1.4808 | 19.0153 | 30.9229 | 83.0978 | 109.923 | 8.1808 | 1.4808 | 19.0153
U | d165h | 28.6503 | 73.1028 | 117.662 | 7.8032 | 1.4808 | 19.0153 | 30.9229 | 84.4054 | 117.715 | 8.1808 | 1.4808 | 19.0153 | 30.9229 | 83.6878 | 114.027 | 8.1808 | 1.4808 | 19.0153
U | d165i | 29.224 | 73.3707 | 117.665 | 7.8098 | 1.4808 | 19.0153 | 30.9229 | 84.4054 | 117.715 | 8.1808 | 1.4808 | 19.0153 | 30.9229 | 83.7705 | 114.488 | 8.1808 | 1.4808 | 19.0153
U | d165j | 29.4852 | 72.7144 | 117.666 | 7.8385 | 1.4808 | 19.0153 | 30.9229 | 84.4054 | 117.715 | 8.1808 | 1.4808 | 19.0153 | 30.9229 | 83.8334 | 114.988 | 8.1808 | 1.4808 | 19.0153
U | d165k | 29.205 | 74.906 | 117.666 | 7.8337 | 1.4808 | 19.0153 | 30.9229 | 84.4054 | 117.715 | 8.1808 | 1.4808 | 19.0153 | 30.9229 | 83.8609 | 115.225 | 8.1808 | 1.4808 | 19.0153
U | d165l | 29.8052 | 78.5946 | 117.667 | 7.8533 | 1.4808 | 19.0153 | 30.9229 | 84.4054 | 117.715 | 8.1808 | 1.4808 | 19.0153 | 30.9229 | 83.9299 | 115.62 | 8.1808 | 1.4808 | 19.0153
U | d165m | 30.197 | 79.8346 | 117.668 | 7.8609 | 1.4808 | 19.0153 | 30.9229 | 84.4054 | 117.715 | 8.1808 | 1.4808 | 19.0153 | 30.9229 | 83.9387 | 115.638 | 8.1808 | 1.4808 | 19.0153
U | d165n | 30.6799 | 81.9155 | 117.715 | 7.885 | 1.4808 | 19.0153 | 30.9229 | 84.4054 | 117.715 | 8.1808 | 1.4808 | 19.0153 | 30.9229 | 84.101 | 116.111 | 8.1808 | 1.4808 | 19.0153
U | d165o | 30.9229 | 82.6623 | 117.715 | 7.8906 | 1.4808 | 19.0153 | 30.9229 | 84.4054 | 117.715 | 8.1808 | 1.4808 | 19.0153 | 30.9229 | 84.1053 | 116.129 | 8.1808 | 1.4808 | 19.0153
U | d165p | 30.9229 | 83.1503 | 117.715 | 7.972 | 1.4808 | 19.0153 | 30.9229 | 84.4054 | 117.715 | 8.1808 | 1.4808 | 19.0153 | 30.9229 | 84.0431 | 116.012 | 8.1808 | 1.4808 | 19.0153
U | d165q | 30.9229 | 84.4054 | 117.715 | 8.1808 | 1.4808 | 19.0153 | 30.9229 | 84.4054 | 117.715 | 8.1808 | 1.4808 | 19.0153 | 30.9229 | 84.4054 | 117.377 | 8.1808 | 1.4808 | 19.0153
U | d165r | 30.9229 | 83.2501 | 117.683 | 7.9626 | 1.4808 | 19.0153 | 30.9229 | 84.4054 | 117.715 | 8.1808 | 1.4808 | 19.0153 | 30.9229 | 84.0036 | 115.988 | 8.1808 | 1.4808 | 19.0153
U | d165s | 30.9229 | 83.0714 | 117.669 | 7.8887 | 1.4808 | 19.0153 | 30.9229 | 84.4054 | 117.715 | 8.1808 | 1.4808 | 19.0153 | 30.9229 | 83.8892 | 115.509 | 8.1808 | 1.4808 | 19.0153
U | d165t | 30.9229 | 81.891 | 117.664 | 7.8358 | 1.4808 | 19.0153 | 30.9229 | 84.4054 | 117.715 | 8.1808 | 1.4808 | 19.0153 | 30.9229 | 83.6705 | 114.126 | 8.1808 | 1.4808 | 19.0153
U | d165u | 29.645 | 76.947 | 115.155 | 7.8071 | 1.4808 | 19.0153 | 30.9229 | 84.4054 | 117.715 | 8.1808 | 1.4808 | 19.0153 | 30.9229 | 83.1581 | 110.394 | 8.1808 | 1.4808 | 19.0153
U | d165v | 29.2018 | 76.9997 | 114.63 | 7.7948 | 1.4808 | 19.0153 | 30.9229 | 84.4054 | 117.715 | 8.1808 | 1.4808 | 19.0153 | 30.9229 | 83.0156 | 110.043 | 8.1808 | 1.4808 | 19.0153
U | d165x | 28.4902 | 73.8196 | 110.902 | 7.7803 | 1.4808 | 19.0153 | 30.9229 | 84.4054 | 117.715 | 8.1808 | 1.4808 | 19.0153 | 30.9229 | 82.3521 | 105.807 | 8.1808 | 1.4808 | 19.0153
U | d165y | 28.0698 | 73.1846 | 109.897 | 7.7725 | 1.4808 | 19.0153 | 30.9229 | 84.4054 | 117.715 | 8.1808 | 1.4808 | 19.0153 | 30.9229 | 82.0608 | 105.005 | 8.1808 | 1.4808 | 19.0153
U | d166a | 28.4648 | 75.9415 | 111.854 | 7.7711 | 1.4808 | 19.0153 | 30.9229 | 84.4054 | 117.715 | 8.1808 | 1.4808 | 19.0153 | 30.9229 | 82.11 | 104.903 | 8.1808 | 1.4808 | 19.0153
U | d166b | 28.5622 | 75.3902 | 110.509 | 7.7683 | 1.4808 | 19.0153 | 30.9229 | 84.4054 | 117.715 | 8.1808 | 1.4808 | 19.0153 | 30.9229 | 81.8988 | 102.443 | 8.1808 | 1.4808 | 19.0153
U | d166c | 28.9041 | 76.7749 | 111.19 | 7.7682 | 1.4808 | 19.0153 | 30.9229 | 84.4054 | 117.715 | 8.1808 | 1.4808 | 19.0153 | 30.9229 | 81.8906 | 103.245 | 8.1808 | 1.4808 | 19.0153
U | d166d | 29.2093 | 77.2495 | 111.178 | 7.7671 | 1.4808 | 19.0153 | 30.9229 | 84.4054 | 117.715 | 8.1808 | 1.4808 | 19.0153 | 30.9229 | 81.8904 | 103.133 | 8.1808 | 1.4808 | 19.0153
U | d166e | 30.0753 | 79.5907 | 112.604 | 7.7721 | 1.4808 | 19.0153 | 30.9229 | 84.4054 | 117.715 | 8.1808 | 1.4808 | 19.0153 | 30.9229 | 81.8895 | 102.738 | 8.1808 | 1.4808 | 19.0153
U | d166f | 30.7638 | 82.5057 | 115.369 | 7.7924 | 1.4808 | 19.0153 | 30.9229 | 84.4054 | 117.715 | 8.1808 | 1.4808 | 19.0153 | 30.9229 | 82.1483 | 105.283 | 8.1808 | 1.4808 | 19.0153
U | d166g | 30.9229 | 84.2974 | 116.861 | 7.8949 | 1.4808 | 19.0153 | 30.9229 | 84.4054 | 117.715 | 8.1808 | 1.4808 | 19.0153 | 30.9229 | 82.6531 | 107.807 | 8.1808 | 1.4808 | 19.0153
U | d166h | 30.9229 | 84.4054 | 117.715 | 8.1808 | 1.4808 | 19.0153 | 30.9229 | 84.4054 | 117.715 | 8.1808 | 1.4808 | 19.0153 | 30.9229 | 83.3185 | 111.546 | 8.1808 | 1.4808 | 19.0153
U | d166i | 30.9229 | 84.4054 | 117.715 | 8.1808 | 1.4808 | 19.0153 | 30.9229 | 84.4054 | 117.715 | 8.1808 | 1.4808 | 19.0153 | 30.9229 | 83.727 | 114.259 | 8.1808 | 1.4808 | 19.0153
U | d166j | 30.9229 | 84.4054 | 117.715 | 8.1808 | 1.4808 | 19.0153 | 30.9229 | 84.4054 | 117.715 | 8.1808 | 1.4808 | 19.0153 | 30.9229 | 83.8455 | 114.941 | 8.1808 | 1.4808 | 19.0153
U | d166k | 30.9229 | 84.4054 | 117.715 | 8.1808 | 1.4808 | 19.0153 | 30.9229 | 84.4054 | 117.715 | 8.1808 | 1.4808 | 19.0153 | 30.9229 | 83.9782 | 115.791 | 8.1808 | 1.4808 | 19.0153
U | d166l | 30.9229 | 84.4054 | 117.715 | 8.1808 | 1.4808 | 19.0153 | 30.9229 | 84.4054 | 117.715 | 8.1808 | 1.4808 | 19.0153 | 30.9229 | 83.9908 | 115.917 | 8.1808 | 1.4808 | 19.0153
U | d166m | 30.9229 | 84.4054 | 117.715 | 8.1808 | 1.4808 | 19.0153 | 30.9229 | 84.4054 | 117.715 | 8.1808 | 1.4808 | 19.0153 | 30.9229 | 83.9918 | 115.938 | 8.1808 | 1.4808 | 19.0153
U | d166n | 30.9229 | 84.4054 | 117.715 | 8.1808 | 1.4808 | 19.0153 | 30.9229 | 84.4054 | 117.715 | 8.1808 | 1.4808 | 19.0153 | 30.9229 | 84.0548 | 116.199 | 8.1808 | 1.4808 | 19.0153
U | d166o | 30.9229 | 84.4054 | 117.715 | 8.1808 | 1.4808 | 19.0153 | 30.9229 | 84.4054 | 117.715 | 8.1808 | 1.4808 | 19.0153 | 30.9229 | 84.1004 | 116.293 | 8.1808 | 1.4808 | 19.0153
U | d166p | 30.9229 | 84.4054 | 117.715 | 8.1808 | 1.4808 | 19.0153 | 30.9229 | 84.4054 | 117.715 | 8.1808 | 1.4808 | 19.0153 | 30.9229 | 84.0078 | 116.037 | 8.1808 | 1.4808 | 19.0153
U | d166q | 30.9229 | 84.4054 | 117.715 | 8.1808 | 1.4808 | 19.0153 | 30.9229 | 84.4054 | 117.715 | 8.1808 | 1.4808 | 19.0153 | 30.9229 | 84.2495 | 116.569 | 8.1808 | 1.4808 | 19.0153
U | d166r | 30.9229 | 84.4054 | 117.715 | 8.1808 | 1.4808 | 19.0153 | 30.9229 | 84.4054 | 117.715 | 8.1808 | 1.4808 | 19.0153 | 30.9229 | 84.1528 | 116.474 | 8.1808 | 1.4808 | 19.0153
U | d166s | 30.9229 | 84.4054 | 117.715 | 8.1808 | 1.4808 | 19.0153 | 30.9229 | 84.4054 | 117.715 | 8.1808 | 1.4808 | 19.0153 | 30.9229 | 83.9363 | 115.686 | 8.1808 | 1.4808 | 19.0153
U | d166t | 30.9229 | 83.0264 | 116.584 | 7.8698 | 1.4808 | 19.0153 | 30.9229 | 84.4054 | 117.715 | 8.1808 | 1.4808 | 19.0153 | 30.9229 | 83.8125 | 114.613 | 8.1808 | 1.4808 | 19.0153
U | d166u | 30.9229 | 76.0264 | 113.862 | 7.8176 | 1.4808 | 19.0153 | 30.9229 | 84.4054 | 117.715 | 8.1808 | 1.4808 | 19.0153 | 30.9229 | 83.6146 | 112.471 | 8.1808 | 1.4808 | 19.0153
U | d166v | 30.8156 | 71.6 | 111.416 | 7.7894 | 1.4808 | 19.0153 | 30.9229 | 84.4054 | 117.715 | 8.1808 | 1.4808 | 19.0153 | 30.9229 | 83.3764 | 111.206 | 8.1808 | 1.4808 | 19.0153
U | d166x | 30.2392 | 65.3123 | 106.769 | 7.7768 | 1.4808 | 19.0153 | 30.9229 | 84.4054 | 117.715 | 8.1808 | 1.4808 | 19.0153 | 30.9229 | 82.6899 | 107.474 | 8.1808 | 1.4808 | 19.0153
U | d166y | 29.6251 | 64.9817 | 105.937 | 7.7711 | 1.4808 | 19.0153 | 30.9229 | 84.4054 | 117.715 | 8.1808 | 1.4808 | 19.0153 | 30.9229 | 82.6779 | 107.811 | 8.1808 | 1.4808 | 19.0153
U | d167a | 29.2848 | 65.1513 | 107.148 | 7.7668 | 1.4808 | 19.0153 | 30.9229 | 84.4054 | 117.715 | 8.1808 | 1.4808 | 19.0153 | 30.9229 | 82.7322 | 107.317 | 8.1808 | 1.4808 | 19.0153
U | d167b | 29.0095 | 65.8629 | 108.902 | 7.7655 | 1.4808 | 19.0153 | 30.9229 | 84.4054 | 117.715 | 8.1808 | 1.4808 | 19.0153 | 30.9229 | 82.7041 | 107.249 | 8.1808 | 1.4808 | 19.0153
U | d167c | 28.9519 | 66.1662 | 109.204 | 7.7641 | 1.4808 | 19.0153 | 30.9229 | 84.4054 | 117.715 | 8.1808 | 1.4808 | 19.0153 | 30.9229 | 82.7445 | 107.51 | 8.1808 | 1.4808 | 19.0153
U | d167d | 28.9916 | 65.8665 | 109.492 | 7.7632 | 1.4808 | 19.0153 | 30.9229 | 84.4054 | 117.715 | 8.1808 | 1.4808 | 19.0153 | 30.9229 | 82.7936 | 108.111 | 8.1808 | 1.4808 | 19.0153
U | d167e | 29.6731 | 66.9985 | 111.081 | 7.766 | 1.4808 | 19.0153 | 30.9229 | 84.4054 | 117.715 | 8.1808 | 1.4808 | 19.0153 | 30.9229 | 83.1884 | 110.158 | 8.1808 | 1.4808 | 19.0153
U | d167f | 30.4887 | 70.0359 | 113.943 | 7.7806 | 1.4808 | 19.0153 | 30.9229 | 84.4054 | 117.715 | 8.1808 | 1.4808 | 19.0153 | 30.9229 | 83.8283 | 113.812 | 8.1808 | 1.4808 | 19.0153
U | d167g | 30.9229 | 74.705 | 115.987 | 7.8013 | 1.4808 | 19.0153 | 30.9229 | 84.4054 | 117.715 | 8.1808 | 1.4808 | 19.0153 | 30.9229 | 84.4054 | 116.212 | 8.1808 | 1.4808 | 19.0153
U | d167h | 30.9229 | 78.3381 | 116.839 | 7.8192 | 1.4808 | 19.0153 | 30.9229 | 84.4054 | 117.715 | 8.1808 | 1.4808 | 19.0153 | 30.9229 | 84.4054 | 117.715 | 8.1808 | 1.4808 | 19.0153
U | d167i | 30.9229 | 79.7968 | 117.145 | 7.828 | 1.4808 | 19.0153 | 30.9229 | 84.4054 | 117.715 | 8.1808 | 1.4808 | 19.0153 | 30.9229 | 84.4054 | 117.715 | 8.1808 | 1.4808 | 19.0153
U | d167j | 30.9229 | 80.55 | 117.211 | 7.8411 | 1.4808 | 19.0153 | 30.9229 | 84.4054 | 117.715 | 8.1808 | 1.4808 | 19.0153 | 30.9229 | 84.4054 | 117.715 | 8.1808 | 1.4808 | 19.0153
U | d167k | 30.9229 | 81.6461 | 117.264 | 7.8583 | 1.4808 | 19.0153 | 30.9229 | 84.4054 | 117.715 | 8.1808 | 1.4808 | 19.0153 | 30.9229 | 84.4054 | 117.715 | 8.1808 | 1.4808 | 19.0153
U | d167l | 30.9229 | 80.4146 | 117.248 | 7.8473 | 1.4808 | 19.0153 | 30.9229 | 84.4054 | 117.715 | 8.1808 | 1.4808 | 19.0153 | 30.9229 | 84.4054 | 117.715 | 8.1808 | 1.4808 | 19.0153
U | d167m | 30.9229 | 81.0377 | 117.268 | 7.8577 | 1.4808 | 19.0153 | 30.9229 | 84.4054 | 117.715 | 8.1808 | 1.4808 | 19.0153 | 30.9229 | 84.4054 | 117.715 | 8.1808 | 1.4808 | 19.0153
U | d167n | 30.9229 | 81.2763 | 117.321 | 7.8641 | 1.4808 | 19.0153 | 30.9229 | 84.4054 | 117.715 | 8.1808 | 1.4808 | 19.0153 | 30.9229 | 84.4054 | 117.715 | 8.1808 | 1.4808 | 19.0153
U | d167o | 30.9229 | 81.0483 | 117.319 | 7.8633 | 1.4808 | 19.0153 | 30.9229 | 84.4054 | 117.715 | 8.1808 | 1.4808 | 19.0153 | 30.9229 | 84.4054 | 117.715 | 8.1808 | 1.4808 | 19.0153
U | d167p | 30.9229 | 81.6167 | 117.668 | 7.8845 | 1.4808 | 19.0153 | 30.9229 | 84.4054 | 117.715 | 8.1808 | 1.4808 | 19.0153 | 30.9229 | 84.4054 | 117.715 | 8.1808 | 1.4808 | 19.0153
U | d167q | 30.9229 | 80.9556 | 117.58 | 7.8682 | 1.4808 | 19.0153 | 30.9229 | 84.4054 | 117.715 | 8.1808 | 1.4808 | 19.0153 | 30.9229 | 84.4054 | 117.715 | 8.1808 | 1.4808 | 19.0153
U | d167r | 30.9229 | 80.0569 | 117.371 | 7.8628 | 1.4808 | 19.0153 | 30.9229 | 84.4054 | 117.715 | 8.1808 | 1.4808 | 19.0153 | 30.9229 | 84.4054 | 117.715 | 8.1808 | 1.4808 | 19.0153
U | d167s | 30.9229 | 76.7631 | 117.21 | 7.8382 | 1.4808 | 19.0153 | 30.9229 | 84.4054 | 117.715 | 8.1808 | 1.4808 | 19.0153 | 30.9229 | 84.4054 | 117.715 | 8.1808 | 1.4808 | 19.0153
U | d167t | 30.9229 | 70.2469 | 116.491 | 7.8023 | 1.4808 | 19.0153 | 30.9229 | 84.4054 | 117.715 | 8.1808 | 1.4808 | 19.0153 | 30.9229 | 84.4054 | 117.715 | 8.1808 | 1.4808 | 19.0153
U | d167u | 30.5603 | 62.377 | 113.639 | 7.7864 | 1.4808 | 19.0153 | 30.9229 | 84.4054 | 117.715 | 8.1808 | 1.4808 | 19.0153 | 30.9229 | 84.2918 | 116.409 | 8.1808 | 1.4808 | 19.0153
U | d167v | 29.0171 | 58.8098 | 110.685 | 7.7732 | 1.4808 | 19.0153 | 30.9229 | 84.4054 | 117.715 | 8.1808 | 1.4808 | 19.0153 | 30.9229 | 84.2696 | 115.567 | 8.1808 | 1.4808 | 19.0153
U | d167x | 28.0795 | 52.7829 | 104.125 | 7.7666 | 1.4808 | 19.0153 | 30.9229 | 84.4054 | 117.715 | 8.1808 | 1.4808 | 19.0153 | 30.9229 | 83.8797 | 112.428 | 8.1808 | 1.4808 | 19.0153
U | d167y | 26.6759 | 51.5642 | 101.679 | 7.7619 | 1.4808 | 19.0153 | 30.9229 | 84.4054 | 117.715 | 8.1808 | 1.4808 | 19.0153 | 30.9229 | 82.8899 | 109.999 | 8.1808 | 1.4808 | 19.0153
U | d168a | 26.3511 | 51.614 | 102.659 | 7.7598 | 1.4808 | 19.0153 | 30.9229 | 84.4054 | 117.715 | 8.1808 | 1.4808 | 19.0153 | 30.9229 | 82.9035 | 109.369 | 8.1808 | 1.4808 | 19.0153
U | d168b | 26.1483 | 52.0939 | 103.473 | 7.7593 | 1.4808 | 19.0153 | 30.9229 | 84.4054 | 117.715 | 8.1808 | 1.4808 | 19.0153 | 30.9229 | 82.8717 | 109.256 | 8.1808 | 1.4808 | 19.0153
U | d168c | 26.1053 | 52.8425 | 104.904 | 7.76 | 1.4808 | 19.0153 | 30.9229 | 84.4054 | 117.715 | 8.1808 | 1.4808 | 19.0153 | 30.9229 | 82.9322 | 109.528 | 8.1808 | 1.4808 | 19.0153
U | d168d | 26.1371 | 52.8688 | 105.236 | 7.7605 | 1.4808 | 19.0153 | 30.9229 | 84.4054 | 117.715 | 8.1808 | 1.4808 | 19.0153 | 30.9229 | 82.9722 | 109.873 | 8.1808 | 1.4808 | 19.0153
U | d168e | 27.3794 | 55.2876 | 107.773 | 7.7635 | 1.4808 | 19.0153 | 30.9229 | 84.4054 | 117.715 | 8.1808 | 1.4808 | 19.0153 | 30.9229 | 83.2954 | 111.248 | 8.1808 | 1.4808 | 19.0153
U | d168f | 29.1597 | 59.3448 | 111.577 | 7.7739 | 1.4808 | 19.0153 | 30.9229 | 84.4054 | 117.715 | 8.1808 | 1.4808 | 19.0153 | 30.9229 | 84.2456 | 114.118 | 8.1808 | 1.4808 | 19.0153
U | d168g | 30.3778 | 65.7458 | 114.494 | 7.7831 | 1.4808 | 19.0153 | 30.9229 | 84.4054 | 117.715 | 8.1808 | 1.4808 | 19.0153 | 30.9229 | 84.3795 | 115.989 | 8.1808 | 1.4808 | 19.0153
U | d168h | 30.9229 | 73.5394 | 116.145 | 7.7896 | 1.4808 | 19.0153 | 30.9229 | 84.4054 | 117.715 | 8.1808 | 1.4808 | 19.0153 | 30.9229 | 84.4054 | 116.803 | 8.1808 | 1.4808 | 19.0153
U | d168i | 30.8141 | 69.9248 | 115.813 | 7.7858 | 1.4808 | 19.0153 | 30.9229 | 84.4054 | 117.715 | 8.1808 | 1.4808 | 19.0153 | 30.9229 | 84.4054 | 116.66 | 8.1808 | 1.4808 | 19.0153
U | d168j | 30.9229 | 71.8905 | 116.208 | 7.796 | 1.4808 | 19.0153 | 30.9229 | 84.4054 | 117.715 | 8.1808 | 1.4808 | 19.0153 | 30.9229 | 84.4054 | 116.794 | 8.1808 | 1.4808 | 19.0153
U | d168k | 30.9229 | 69.9566 | 115.947 | 7.7983 | 1.4808 | 19.0153 | 30.9229 | 84.4054 | 117.715 | 8.1808 | 1.4808 | 19.0153 | 30.9229 | 84.4054 | 116.696 | 8.1808 | 1.4808 | 19.0153
U | d168l | 30.9229 | 71.8748 | 116.056 | 7.8124 | 1.4808 | 19.0153 | 30.9229 | 84.4054 | 117.715 | 8.1808 | 1.4808 | 19.0153 | 30.9229 | 84.4054 | 116.726 | 8.1808 | 1.4808 | 19.0153
U | d168m | 30.9229 | 74.9361 | 116.273 | 7.8338 | 1.4808 | 19.0153 | 30.9229 | 84.4054 | 117.715 | 8.1808 | 1.4808 | 19.0153 | 30.9229 | 84.4054 | 116.822 | 8.1808 | 1.4808 | 19.0153
U | d168n | 30.9229 | 75.1346 | 116.252 | 7.8328 | 1.4808 | 19.0153 | 30.9229 | 84.4054 | 117.715 | 8.1808 | 1.4808 | 19.0153 | 30.9229 | 84.4054 | 116.805 | 8.1808 | 1.4808 | 19.0153
U | d168o | 30.9229 | 77.1379 | 116.547 | 7.8339 | 1.4808 | 19.0153 | 30.9229 | 84.4054 | 117.715 | 8.1808 | 1.4808 | 19.0153 | 30.9229 | 84.4054 | 116.901 | 8.1808 | 1.4808 | 19.0153
U | d168p | 30.9229 | 77.627 | 116.699 | 7.8429 | 1.4808 | 19.0153 | 30.9229 | 84.4054 | 117.715 | 8.1808 | 1.4808 | 19.0153 | 30.9229 | 84.4054 | 116.952 | 8.1808 | 1.4808 | 19.0153
U | d168q | 30.9229 | 79.3895 | 117.365 | 7.8637 | 1.4808 | 19.0153 | 30.9229 | 84.4054 | 117.715 | 8.1808 | 1.4808 | 19.0153 | 30.9229 | 84.4054 | 117.715 | 8.1808 | 1.4808 | 19.0153
U | d168r | 30.9229 | 78.9241 | 117.074 | 7.8697 | 1.4808 | 19.0153 | 30.9229 | 84.4054 | 117.715 | 8.1808 | 1.4808 | 19.0153 | 30.9229 | 84.4054 | 117.715 | 8.1808 | 1.4808 | 19.0153
U | d168s | 30.9229 | 72.9742 | 115.893 | 7.8161 | 1.4808 | 19.0153 | 30.9229 | 84.4054 | 117.715 | 8.1808 | 1.4808 | 19.0153 | 30.9229 | 84.4054 | 116.719 | 8.1808 | 1.4808 | 19.0153
U | d168t | 30.7557 | 66.6303 | 114.097 | 7.7986 | 1.4808 | 19.0153 | 30.9229 | 84.4054 | 117.715 | 8.1808 | 1.4808 | 19.0153 | 30.9229 | 84.4054 | 116.17 | 8.1808 | 1.4808 | 19.0153
U | d168u | 30.4211 | 62.8095 | 111.711 | 7.7956 | 1.4808 | 19.0153 | 30.9229 | 84.4054 | 117.715 | 8.1808 | 1.4808 | 19.0153 | 30.9229 | 84.1635 | 115.432 | 8.1808 | 1.4808 | 19.0153
U | d168v | 29.8243 | 59.4394 | 108.145 | 7.7863 | 1.4808 | 19.0153 | 30.9229 | 84.4054 | 117.715 | 8.1808 | 1.4808 | 19.0153 | 30.9229 | 84.0865 | 113.956 | 8.1808 | 1.4808 | 19.0153
U | d168x | 29.3357 | 54.8771 | 101.463 | 7.7766 | 1.4808 | 19.0153 | 30.9229 | 84.4054 | 117.715 | 8.1808 | 1.4808 | 19.0153 | 30.9229 | 83.2243 | 109.632 | 8.1808 | 1.4808 | 19.0153
U | d168y | 28.24 | 52.6458 | 98.3282 | 7.77 | 1.4808 | 19.0153 | 30.9229 | 84.4054 | 117.715 | 8.1808 | 1.4808 | 19.0153 | 30.9229 | 82.6344 | 107.04 | 8.1808 | 1.4808 | 19.0153
U | d169a | 27.9874 | 53.3781 | 99.1676 | 7.7689 | 1.4808 | 19.0153 | 30.9229 | 84.4054 | 117.715 | 8.1808 | 1.4808 | 19.0153 | 30.9229 | 82.6161 | 105.931 | 8.1808 | 1.4808 | 19.0153
U | d169b | 27.8474 | 54.4005 | 100.381 | 7.7684 | 1.4808 | 19.0153 | 30.9229 | 84.4054 | 117.715 | 8.1808 | 1.4808 | 19.0153 | 30.9229 | 82.6462 | 106.404 | 8.1808 | 1.4808 | 19.0153
U | d169c | 27.6951 | 55.9358 | 101.891 | 7.7682 | 1.4808 | 19.0153 | 30.9229 | 84.4054 | 117.715 | 8.1808 | 1.4808 | 19.0153 | 30.9229 | 82.7017 | 106.807 | 8.1808 | 1.4808 | 19.0153
U | d169d | 27.7896 | 56.4575 | 102.224 | 7.7682 | 1.4808 | 19.0153 | 30.9229 | 84.4054 | 117.715 | 8.1808 | 1.4808 | 19.0153 | 30.9229 | 82.7142 | 107.213 | 8.1808 | 1.4808 | 19.0153
U | d169e | 28.0142 | 56.7603 | 101.482 | 7.7679 | 1.4808 | 19.0153 | 30.9229 | 84.4054 | 117.715 | 8.1808 | 1.4808 | 19.0153 | 30.9229 | 82.9592 | 108.891 | 8.1808 | 1.4808 | 19.0153
U | d169f | 28.0857 | 56.5186 | 101.18 | 7.7707 | 1.4808 | 19.0153 | 30.9229 | 84.4054 | 117.715 | 8.1808 | 1.4808 | 19.0153 | 30.9229 | 83.935 | 112.344 | 8.1808 | 1.4808 | 19.0153
U | d169g | 29.177 | 60.6363 | 105.795 | 7.7775 | 1.4808 | 19.0153 | 30.9229 | 84.4054 | 117.715 | 8.1808 | 1.4808 | 19.0153 | 30.9229 | 84.2244 | 115.311 | 8.1808 | 1.4808 | 19.0153
U | d169h | 30.0042 | 68.312 | 112.329 | 7.7831 | 1.4808 | 19.0153 | 30.9229 | 84.4054 | 117.715 | 8.1808 | 1.4808 | 19.0153 | 30.9229 | 84.4054 | 116.419 | 8.1808 | 1.4808 | 19.0153
U | d169i | 30.3541 | 68.9633 | 113.518 | 7.7856 | 1.4808 | 19.0153 | 30.9229 | 84.4054 | 117.715 | 8.1808 | 1.4808 | 19.0153 | 30.9229 | 84.4054 | 116.519 | 8.1808 | 1.4808 | 19.0153
U | d169j | 30.3855 | 67.3177 | 113.153 | 7.7861 | 1.4808 | 19.0153 | 30.9229 | 84.4054 | 117.715 | 8.1808 | 1.4808 | 19.0153 | 30.9229 | 84.4054 | 116.426 | 8.1808 | 1.4808 | 19.0153
U | d169k | 30.4028 | 64.5087 | 112.273 | 7.7852 | 1.4808 | 19.0153 | 30.9229 | 84.4054 | 117.715 | 8.1808 | 1.4808 | 19.0153 | 30.9229 | 84.4054 | 116.366 | 8.1808 | 1.4808 | 19.0153
U | d169l | 30.9017 | 68.4344 | 113.925 | 7.7921 | 1.4808 | 19.0153 | 30.9229 | 84.4054 | 117.715 | 8.1808 | 1.4808 | 19.0153 | 30.9229 | 84.4054 | 116.584 | 8.1808 | 1.4808 | 19.0153
U | d169m | 30.9229 | 67.7607 | 113.316 | 7.7943 | 1.4808 | 19.0153 | 30.9229 | 84.4054 | 117.715 | 8.1808 | 1.4808 | 19.0153 | 30.9229 | 84.4054 | 116.507 | 8.1808 | 1.4808 | 19.0153
U | d169n | 30.9229 | 71.1076 | 114.61 | 7.8039 | 1.4808 | 19.0153 | 30.9229 | 84.4054 | 117.715 | 8.1808 | 1.4808 | 19.0153 | 30.9229 | 84.4054 | 116.67 | 8.1808 | 1.4808 | 19.0153
U | d169o | 30.9229 | 71.1547 | 114.529 | 7.8064 | 1.4808 | 19.0153 | 30.9229 | 84.4054 | 117.715 | 8.1808 | 1.4808 | 19.0153 | 30.9229 | 84.4054 | 116.661 | 8.1808 | 1.4808 | 19.0153
U | d169p | 30.9229 | 72.7422 | 115.389 | 7.8309 | 1.4808 | 19.0153 | 30.9229 | 84.4054 | 117.715 | 8.1808 | 1.4808 | 19.0153 | 30.9229 | 84.4054 | 116.908 | 8.1808 | 1.4808 | 19.0153
U | d169q | 30.9229 | 74.0198 | 116.008 | 7.8582 | 1.4808 | 19.0153 | 30.9229 | 84.4054 | 117.715 | 8.1808 | 1.4808 | 19.0153 | 30.9229 | 84.4054 | 117.431 | 8.1808 | 1.4808 | 19.0153
U | d169r | 30.9229 | 74.2879 | 116.25 | 7.8747 | 1.4808 | 19.0153 | 30.9229 | 84.4054 | 117.715 | 8.1808 | 1.4808 | 19.0153 | 30.9229 | 84.4054 | 117.715 | 8.1808 | 1.4808 | 19.0153
U | d169s | 30.9229 | 66.0816 | 114.147 | 7.8055 | 1.4808 | 19.0153 | 30.9229 | 84.4054 | 117.715 | 8.1808 | 1.4808 | 19.0153 | 30.9229 | 84.4054 | 116.519 | 8.1808 | 1.4808 | 19.0153
U | d169t | 30.9182 | 62.989 | 112.682 | 7.7994 | 1.4808 | 19.0153 | 30.9229 | 84.4054 | 117.715 | 8.1808 | 1.4808 | 19.0153 | 30.9229 | 84.4054 | 116.274 | 8.1808 | 1.4808 | 19.0153
U | d169u | 30.4384 | 59.2867 | 110.243 | 7.7918 | 1.4808 | 19.0153 | 30.9229 | 84.4054 | 117.715 | 8.1808 | 1.4808 | 19.0153 | 30.9229 | 84.2485 | 115.772 | 8.1808 | 1.4808 | 19.0153
U | d169v | 28.9733 | 54.0718 | 104.508 | 7.7771 | 1.4808 | 19.0153 | 30.9229 | 84.4054 | 117.715 | 8.1808 | 1.4808 | 19.0153 | 30.9229 | 84.1475 | 114.057 | 8.1808 | 1.4808 | 19.0153
U | d169x | 28.4531 | 50.4045 | 99.6164 | 7.77 | 1.4808 | 18.9239 | 30.9229 | 84.4054 | 117.715 | 8.1808 | 1.4808 | 19.0153 | 30.9229 | 83.4931 | 111.12 | 8.1808 | 1.4808 | 19.0153
U | d169y | 27.5384 | 53.1089 | 100.384 | 7.7648 | 1.4808 | 18.899 | 30.9229 | 84.4054 | 117.715 | 8.1808 | 1.4808 | 19.0153 | 30.9229 | 82.7801 | 109.25 | 8.1808 | 1.4808 | 19.0153
U | d170a | 26.653 | 50.4298 | 97.6724 | 7.7619 | 1.4808 | 18.8808 | 30.9229 | 84.4054 | 117.715 | 8.1808 | 1.4808 | 19.0153 | 30.9229 | 82.4726 | 106.346 | 8.1808 | 1.4808 | 19.0153
U | d170b | 26.5421 | 51.5887 | 100.496 | 7.7615 | 1.4808 | 18.8741 | 30.9229 | 84.4054 | 117.715 | 8.1808 | 1.4808 | 19.0153 | 30.9229 | 82.4749 | 106.792 | 8.1808 | 1.4808 | 19.0153
U | d170c | 26.4351 | 51.9371 | 101.693 | 7.7612 | 1.4808 | 18.8689 | 30.9229 | 84.4054 | 117.715 | 8.1808 | 1.4808 | 19.0153 | 30.9229 | 82.5212 | 107.12 | 8.1808 | 1.4808 | 19.0153
U | d170d | 26.491 | 51.7502 | 101.481 | 7.761 | 1.4808 | 18.8656 | 30.9229 | 84.4054 | 117.715 | 8.1808 | 1.4808 | 19.0153 | 30.9229 | 82.5451 | 107.474 | 8.1808 | 1.4808 | 19.0153
U | d170e | 26.7406 | 52.1236 | 102.083 | 7.761 | 1.4808 | 18.8665 | 30.9229 | 84.4054 | 117.715 | 8.1808 | 1.4808 | 19.0153 | 30.9229 | 82.9148 | 109.612 | 8.1808 | 1.4808 | 19.0153
U | d170f | 26.859 | 51.3018 | 101.662 | 7.7653 | 1.4808 | 18.8759 | 30.9229 | 84.4054 | 117.715 | 8.1808 | 1.4808 | 19.0153 | 30.9229 | 84.0598 | 112.835 | 8.1808 | 1.4808 | 19.0153
U | d170g | 28.7573 | 57.4827 | 109.594 | 7.7772 | 1.4808 | 19.0153 | 30.9229 | 84.4054 | 117.715 | 8.1808 | 1.4808 | 19.0153 | 30.9229 | 84.4054 | 116.402 | 8.1808 | 1.4808 | 19.0153
U | d170h | 30.7894 | 66.573 | 114.97 | 7.7886 | 1.4808 | 19.0153 | 30.9229 | 84.4054 | 117.715 | 8.1808 | 1.4808 | 19.0153 | 30.9229 | 84.4054 | 117.715 | 8.1808 | 1.4808 | 19.0153
U | d170i | 30.9229 | 66.8542 | 115.496 | 7.7895 | 1.4808 | 19.0153 | 30.9229 | 84.4054 | 117.715 | 8.1808 | 1.4808 | 19.0153 | 30.9229 | 84.4054 | 117.715 | 8.1808 | 1.4808 | 19.0153
U | d170j | 30.9229 | 67.3104 | 115.779 | 7.7926 | 1.4808 | 19.0153 | 30.9229 | 84.4054 | 117.715 | 8.1808 | 1.4808 | 19.0153 | 30.9229 | 84.4054 | 117.715 | 8.1808 | 1.4808 | 19.0153
U | d170k | 30.9229 | 66.8368 | 115.666 | 7.7904 | 1.4808 | 19.0153 | 30.9229 | 84.4054 | 117.715 | 8.1808 | 1.4808 | 19.0153 | 30.9229 | 84.4054 | 117.715 | 8.1808 | 1.4808 | 19.0153
U | d170l | 30.9229 | 67.5311 | 115.741 | 7.7925 | 1.4808 | 19.0153 | 30.9229 | 84.4054 | 117.715 | 8.1808 | 1.4808 | 19.0153 | 30.9229 | 84.4054 | 117.715 | 8.1808 | 1.4808 | 19.0153
U | d170m | 30.9229 | 70.5957 | 115.977 | 7.7962 | 1.4808 | 19.0153 | 30.9229 | 84.4054 | 117.715 | 8.1808 | 1.4808 | 19.0153 | 30.9229 | 84.4054 | 117.715 | 8.1808 | 1.4808 | 19.0153
U | d170n | 30.9229 | 75.2221 | 116.716 | 7.8114 | 1.4808 | 19.0153 | 30.9229 | 84.4054 | 117.715 | 8.1808 | 1.4808 | 19.0153 | 30.9229 | 84.4054 | 117.715 | 8.1808 | 1.4808 | 19.0153
U | d170o | 30.9229 | 73.6246 | 116.365 | 7.8025 | 1.4808 | 19.0153 | 30.9229 | 84.4054 | 117.715 | 8.1808 | 1.4808 | 19.0153 | 30.9229 | 84.4054 | 117.715 | 8.1808 | 1.4808 | 19.0153
U | d170p | 30.9229 | 73.6013 | 116.481 | 7.8061 | 1.4808 | 19.0153 | 30.9229 | 84.4054 | 117.715 | 8.1808 | 1.4808 | 19.0153 | 30.9229 | 84.4054 | 117.715 | 8.1808 | 1.4808 | 19.0153
U | d170q | 30.9229 | 76.4256 | 117.299 | 7.8114 | 1.4808 | 19.0153 | 30.9229 | 84.4054 | 117.715 | 8.1808 | 1.4808 | 19.0153 | 30.9229 | 84.4054 | 117.715 | 8.1808 | 1.4808 | 19.0153
U | d170r | 30.9229 | 77.5406 | 117.715 | 7.8115 | 1.4808 | 19.0153 | 30.9229 | 84.4054 | 117.715 | 8.1808 | 1.4808 | 19.0153 | 30.9229 | 84.4054 | 117.715 | 8.1808 | 1.4808 | 19.0153
U | d170s | 30.5264 | 72.3951 | 116.306 | 7.7971 | 1.4808 | 19.0153 | 30.9229 | 84.4054 | 117.715 | 8.1808 | 1.4808 | 19.0153 | 30.9229 | 84.4054 | 117.715 | 8.1808 | 1.4808 | 19.0153
U | d170t | 28.9083 | 67.423 | 115.298 | 7.7884 | 1.4808 | 19.0153 | 30.9229 | 84.4054 | 117.715 | 8.1808 | 1.4808 | 19.0153 | 30.9229 | 84.4054 | 117.715 | 8.1808 | 1.4808 | 19.0153
U | d170u | 27.4807 | 63.7378 | 113.175 | 7.7817 | 1.4808 | 18.8969 | 30.9229 | 84.4054 | 117.715 | 8.1808 | 1.4808 | 19.0153 | 30.9229 | 84.2069 | 116.345 | 8.1808 | 1.4808 | 19.0153
U | d170v | 26.4049 | 62.0262 | 110.619 | 7.7742 | 1.4808 | 18.8405 | 30.9229 | 84.4054 | 117.715 | 8.1808 | 1.4808 | 19.0153 | 30.9229 | 84.174 | 115.232 | 8.1808 | 1.4808 | 19.0153
U | d170x | 24.8585 | 58.4774 | 105.225 | 7.7684 | 1.4808 | 18.7978 | 30.9229 | 84.4054 | 117.715 | 8.1808 | 1.4808 | 19.0153 | 30.9229 | 83.578 | 111.582 | 8.1808 | 1.4808 | 19.0153
U | d170y | 23.9982 | 61.322 | 104.712 | 7.7629 | 1.4808 | 18.7776 | 30.9229 | 84.4054 | 117.715 | 8.1808 | 1.4808 | 19.0153 | 30.9229 | 82.3034 | 108.333 | 8.1808 | 1.4808 | 19.0153
U | d171a | 23.5002 | 61.607 | 104.332 | 7.7614 | 1.4808 | 18.7664 | 30.9229 | 84.4054 | 117.715 | 8.1808 | 1.4808 | 19.0153 | 30.9229 | 82.141 | 106.778 | 8.1808 | 1.4808 | 19.0153
U | d171b | 23.4229 | 63.376 | 105.671 | 7.761 | 1.4808 | 18.7595 | 30.9229 | 84.4054 | 117.715 | 8.1808 | 1.4808 | 19.0153 | 30.9229 | 82.0915 | 106.718 | 8.1808 | 1.4808 | 19.0153
U | d171c | 23.472 | 64.6541 | 106.682 | 7.7606 | 1.4808 | 18.7605 | 30.9229 | 84.4054 | 117.715 | 8.1808 | 1.4808 | 19.0153 | 30.9229 | 82.2223 | 107.58 | 8.1808 | 1.4808 | 19.0153
U | d171d | 23.7335 | 66.2178 | 106.85 | 7.7599 | 1.4808 | 18.7655 | 30.9229 | 84.4054 | 117.715 | 8.1808 | 1.4808 | 19.0153 | 30.9229 | 82.2343 | 107.823 | 8.1808 | 1.4808 | 19.0153
U | d171e | 25.2619 | 70.1191 | 109.907 | 7.7626 | 1.4808 | 18.8092 | 30.9229 | 84.4054 | 117.715 | 8.1808 | 1.4808 | 19.0153 | 30.9229 | 82.6814 | 109.579 | 8.1808 | 1.4808 | 19.0153
U | d171f | 27.6299 | 77.1449 | 114.733 | 7.7752 | 1.4808 | 18.964 | 30.9229 | 84.4054 | 117.715 | 8.1808 | 1.4808 | 19.0153 | 30.9229 | 84.1409 | 113.817 | 8.1808 | 1.4808 | 19.0153
U | d171g | 30.2195 | 82.7297 | 117.48 | 7.7982 | 1.4808 | 19.0153 | 30.9229 | 84.4054 | 117.715 | 8.1808 | 1.4808 | 19.0153 | 30.9229 | 84.4054 | 116.814 | 8.1808 | 1.4808 | 19.0153
U | d171h | 30.9229 | 83.7384 | 117.633 | 7.8141 | 1.4808 | 19.0153 | 30.9229 | 84.4054 | 117.715 | 8.1808 | 1.4808 | 19.0153 | 30.9229 | 84.4054 | 117.715 | 8.1808 | 1.4808 | 19.0153
U | d171i | 30.9229 | 83.633 | 117.633 | 7.8109 | 1.4808 | 19.0153 | 30.9229 | 84.4054 | 117.715 | 8.1808 | 1.4808 | 19.0153 | 30.9229 | 84.4054 | 117.715 | 8.1808 | 1.4808 | 19.0153
U | d171j | 30.9229 | 83.5187 | 117.632 | 7.8114 | 1.4808 | 19.0153 | 30.9229 | 84.4054 | 117.715 | 8.1808 | 1.4808 | 19.0153 | 30.9229 | 84.4054 | 117.715 | 8.1808 | 1.4808 | 19.0153
U | d171k | 30.9229 | 83.4399 | 117.631 | 7.8079 | 1.4808 | 19.0153 | 30.9229 | 84.4054 | 117.715 | 8.1808 | 1.4808 | 19.0153 | 30.9229 | 84.4054 | 117.715 | 8.1808 | 1.4808 | 19.0153
U | d171l | 30.9229 | 83.4564 | 117.631 | 7.8109 | 1.4808 | 19.0153 | 30.9229 | 84.4054 | 117.715 | 8.1808 | 1.4808 | 19.0153 | 30.9229 | 84.4054 | 117.715 | 8.1808 | 1.4808 | 19.0153
U | d171m | 30.9229 | 83.7371 | 117.632 | 7.8381 | 1.4808 | 19.0153 | 30.9229 | 84.4054 | 117.715 | 8.1808 | 1.4808 | 19.0153 | 30.9229 | 84.4054 | 117.715 | 8.1808 | 1.4808 | 19.0153
U | d171n | 30.9229 | 83.7889 | 117.633 | 7.8396 | 1.4808 | 19.0153 | 30.9229 | 84.4054 | 117.715 | 8.1808 | 1.4808 | 19.0153 | 30.9229 | 84.4054 | 117.715 | 8.1808 | 1.4808 | 19.0153
U | d171o | 30.9229 | 84.0714 | 117.639 | 7.8732 | 1.4808 | 19.0153 | 30.9229 | 84.4054 | 117.715 | 8.1808 | 1.4808 | 19.0153 | 30.9229 | 84.4054 | 117.715 | 8.1808 | 1.4808 | 19.0153
U | d171p | 30.9229 | 84.4054 | 117.715 | 8.1808 | 1.4808 | 19.0153 | 30.9229 | 84.4054 | 117.715 | 8.1808 | 1.4808 | 19.0153 | 30.9229 | 84.4054 | 117.715 | 8.1808 | 1.4808 | 19.0153
U | d171q | 30.9229 | 84.4054 | 117.715 | 7.9461 | 1.4808 | 19.0153 | 30.9229 | 84.4054 | 117.715 | 8.1808 | 1.4808 | 19.0153 | 30.9229 | 84.4054 | 117.715 | 8.1808 | 1.4808 | 19.0153
U | d171r | 30.9229 | 83.1961 | 117.633 | 7.8199 | 1.4808 | 19.0153 | 30.9229 | 84.4054 | 117.715 | 8.1808 | 1.4808 | 19.0153 | 30.9229 | 84.4054 | 117.715 | 8.1808 | 1.4808 | 19.0153
U | d171s | 30.9229 | 82.5864 | 117.631 | 7.8185 | 1.4808 | 19.0153 | 30.9229 | 84.4054 | 117.715 | 8.1808 | 1.4808 | 19.0153 | 30.9229 | 84.4054 | 117.715 | 8.1808 | 1.4808 | 19.0153
U | d171t | 30.871 | 75.703 | 116.259 | 7.7899 | 1.4808 | 19.0153 | 30.9229 | 84.4054 | 117.715 | 8.1808 | 1.4808 | 19.0153 | 30.9229 | 84.4054 | 117.715 | 8.1808 | 1.4808 | 19.0153
U | d171u | 28.8918 | 64.225 | 110.361 | 7.7799 | 1.4808 | 18.8873 | 30.9229 | 84.4054 | 117.715 | 8.1808 | 1.4808 | 19.0153 | 30.9229 | 83.7934 | 115.254 | 8.1808 | 1.4808 | 19.0153
U | d171v | 27.2747 | 59.2948 | 106.303 | 7.7721 | 1.4808 | 18.787 | 30.9229 | 84.4054 | 117.715 | 8.1808 | 1.4808 | 19.0153 | 30.9229 | 83.324 | 113.081 | 8.1808 | 1.4808 | 19.0153
U | d171x | 25.9691 | 53.1223 | 99.647 | 7.7651 | 1.4808 | 18.719 | 30.9229 | 84.4054 | 117.715 | 8.1808 | 1.4808 | 19.0153 | 30.9229 | 82.2982 | 108.576 | 8.1808 | 1.4808 | 19.0153
U | d171y | 24.4081 | 50.552 | 96.8464 | 7.7599 | 1.4808 | 18.6931 | 30.9229 | 84.4054 | 117.715 | 8.1808 | 1.4808 | 19.0153 | 30.9229 | 80.7025 | 104.172 | 8.1808 | 1.4808 | 19.0153
U | d172a | 23.4981 | 49.043 | 96.1965 | 7.7575 | 1.4808 | 18.6769 | 30.9229 | 84.4054 | 117.715 | 8.1808 | 1.4808 | 19.0153 | 30.9229 | 80.3575 | 101.94 | 8.1808 | 1.4808 | 19.0153
U | d172b | 22.8876 | 48.6672 | 97.9238 | 7.7572 | 1.4808 | 18.6642 | 30.9229 | 84.4054 | 117.715 | 8.1808 | 1.4808 | 19.0153 | 30.9229 | 80.2242 | 101.879 | 8.1808 | 1.4808 | 19.0153
U | d172c | 22.5034 | 49.2527 | 99.5239 | 7.7579 | 1.4808 | 18.6604 | 30.9229 | 84.4054 | 117.715 | 8.1808 | 1.4808 | 19.0153 | 30.9229 | 80.1896 | 102.045 | 8.1808 | 1.4808 | 19.0153
U | d172d | 22.2319 | 49.8607 | 100.104 | 7.759 | 1.4808 | 18.6756 | 30.9229 | 84.4054 | 117.715 | 8.1808 | 1.4808 | 19.0153 | 30.9229 | 80.1825 | 102.022 | 8.1808 | 1.4808 | 19.0153
U | d172e | 23.1692 | 53.4897 | 104.458 | 7.7626 | 1.4808 | 18.7606 | 30.9229 | 84.4054 | 117.715 | 8.1808 | 1.4808 | 19.0153 | 30.9229 | 80.0661 | 101.49 | 8.1808 | 1.4808 | 19.0153
U | d172f | 24.7923 | 59.8256 | 111.69 | 7.7746 | 1.4808 | 18.8689 | 30.9229 | 84.4054 | 117.715 | 8.1808 | 1.4808 | 19.0153 | 30.9229 | 80.6509 | 103.303 | 8.1808 | 1.4808 | 19.0153
U | d172g | 27.4504 | 67.1187 | 115.928 | 7.7947 | 1.4808 | 19.0153 | 30.9229 | 84.4054 | 117.715 | 8.1808 | 1.4808 | 19.0153 | 30.9229 | 81.8789 | 107.487 | 8.1808 | 1.4808 | 19.0153
U | d172h | 29.7467 | 74.1619 | 117.589 | 7.8116 | 1.4808 | 19.0153 | 30.9229 | 84.4054 | 117.715 | 8.1808 | 1.4808 | 19.0153 | 30.9229 | 83.1716 | 113.106 | 8.1808 | 1.4808 | 19.0153
U | d172i | 29.7501 | 72.5069 | 117.593 | 7.807 | 1.4808 | 19.0153 | 30.9229 | 84.4054 | 117.715 | 8.1808 | 1.4808 | 19.0153 | 30.9229 | 83.2099 | 113.061 | 8.1808 | 1.4808 | 19.0153
U | d172j | 30.0898 | 73.6157 | 117.597 | 7.8121 | 1.4808 | 19.0153 | 30.9229 | 84.4054 | 117.715 | 8.1808 | 1.4808 | 19.0153 | 30.9229 | 83.3593 | 114.056 | 8.1808 | 1.4808 | 19.0153
U | d172k | 30.16 | 73.3646 | 117.597 | 7.8125 | 1.4808 | 19.0153 | 30.9229 | 84.4054 | 117.715 | 8.1808 | 1.4808 | 19.0153 | 30.9229 | 83.3676 | 114.169 | 8.1808 | 1.4808 | 19.0153
U | d172l | 30.374 | 74.4952 | 117.599 | 7.8125 | 1.4808 | 19.0153 | 30.9229 | 84.4054 | 117.715 | 8.1808 | 1.4808 | 19.0153 | 30.9229 | 83.4073 | 114.485 | 8.1808 | 1.4808 | 19.0153
U | d172m | 30.6508 | 76.7652 | 117.601 | 7.8165 | 1.4808 | 19.0153 | 30.9229 | 84.4054 | 117.715 | 8.1808 | 1.4808 | 19.0153 | 30.9229 | 83.4974 | 114.891 | 8.1808 | 1.4808 | 19.0153
U | d172n | 30.7616 | 78.4855 | 117.605 | 7.8177 | 1.4808 | 19.0153 | 30.9229 | 84.4054 | 117.715 | 8.1808 | 1.4808 | 19.0153 | 30.9229 | 83.5389 | 114.994 | 8.1808 | 1.4808 | 19.0153
U | d172o | 30.9229 | 79.7502 | 117.63 | 7.8234 | 1.4808 | 19.0153 | 30.9229 | 84.4054 | 117.715 | 8.1808 | 1.4808 | 19.0153 | 30.9229 | 83.5968 | 115.185 | 8.1808 | 1.4808 | 19.0153
U | d172p | 30.9229 | 82.755 | 117.715 | 7.8309 | 1.4808 | 19.0153 | 30.9229 | 84.4054 | 117.715 | 8.1808 | 1.4808 | 19.0153 | 30.9229 | 83.7929 | 115.841 | 8.1808 | 1.4808 | 19.0153
U | d172q | 30.9229 | 81.5123 | 117.715 | 7.8205 | 1.4808 | 19.0153 | 30.9229 | 84.4054 | 117.715 | 8.1808 | 1.4808 | 19.0153 | 30.9229 | 83.7141 | 115.758 | 8.1808 | 1.4808 | 19.0153
U | d172r | 30.9229 | 81.9886 | 117.715 | 7.8263 | 1.4808 | 19.0153 | 30.9229 | 84.4054 | 117.715 | 8.1808 | 1.4808 | 19.0153 | 30.9229 | 83.8509 | 116.216 | 8.1808 | 1.4808 | 19.0153
U | d172s | 30.9229 | 78.8395 | 117.61 | 7.8172 | 1.4808 | 19.0153 | 30.9229 | 84.4054 | 117.715 | 8.1808 | 1.4808 | 19.0153 | 30.9229 | 83.5604 | 115.624 | 8.1808 | 1.4808 | 19.0153
U | d172t | 28.9879 | 70.8771 | 116.843 | 7.8004 | 1.4808 | 19.0153 | 30.9229 | 84.4054 | 117.715 | 8.1808 | 1.4808 | 19.0153 | 30.9229 | 82.979 | 113.284 | 8.1808 | 1.4808 | 19.0153
U | d172u | 26.6605 | 65.838 | 115.147 | 7.7957 | 1.4808 | 19.0153 | 30.9229 | 84.4054 | 117.715 | 8.1808 | 1.4808 | 19.0153 | 30.9229 | 82.7618 | 112.179 | 8.1808 | 1.4808 | 19.0153
U | d172v | 23.7083 | 57.774 | 108.569 | 7.7806 | 1.4808 | 18.8011 | 30.9229 | 84.4054 | 117.715 | 8.1808 | 1.4808 | 19.0153 | 30.9229 | 81.7429 | 107.88 | 8.1808 | 1.4808 | 19.0153
U | d172x | 22.154 | 52.7601 | 101.7 | 7.7729 | 1.4808 | 18.7079 | 30.9229 | 84.4054 | 117.715 | 8.1808 | 1.4808 | 19.0153 | 30.9229 | 80.3175 | 103.231 | 8.1808 | 1.4808 | 19.0153
U | d172y | 21.1439 | 51.6329 | 98.7329 | 7.7675 | 1.4808 | 18.6527 | 30.9229 | 84.4054 | 117.715 | 8.1808 | 1.4808 | 19.0153 | 30.9229 | 79.0243 | 101.847 | 8.1808 | 1.4808 | 19.0153
U | d173a | 20.4323 | 50.9012 | 97.5306 | 7.7673 | 1.4808 | 18.5998 | 30.9229 | 84.4054 | 117.715 | 8.1808 | 1.4808 | 19.0153 | 30.9229 | 78.4617 | 98.9918 | 8.1808 | 1.4808 | 19.0153
U | d173b | 20.1686 | 51.3199 | 98.8294 | 7.7672 | 1.4808 | 18.5784 | 30.9229 | 84.4054 | 117.715 | 8.1808 | 1.4808 | 19.0153 | 30.9229 | 78.3609 | 98.9036 | 8.1808 | 1.4808 | 19.0153
U | d173c | 20.0634 | 51.7696 | 99.8238 | 7.7667 | 1.4808 | 18.5628 | 30.9229 | 84.4054 | 117.715 | 8.1808 | 1.4808 | 19.0153 | 30.9229 | 78.4607 | 100.135 | 8.1808 | 1.4808 | 19.0153
U | d173d | 19.4887 | 50.7565 | 97.7274 | 7.7668 | 1.4808 | 18.5507 | 30.9229 | 84.4054 | 117.715 | 8.1808 | 1.4808 | 19.0153 | 30.9229 | 78.1936 | 99.3148 | 8.1808 | 1.4808 | 19.0153
U | d173e | 20.5627 | 53.4128 | 100.382 | 7.77 | 1.4808 | 18.7086 | 30.9229 | 84.4054 | 117.715 | 8.1808 | 1.4808 | 19.0153 | 30.9229 | 78.2819 | 99.596 | 8.1808 | 1.4808 | 19.0153
U | d173f | 22.8779 | 58.3679 | 106.866 | 7.7843 | 1.4808 | 18.8155 | 30.9229 | 84.4054 | 117.715 | 8.1808 | 1.4808 | 19.0153 | 30.9229 | 79.1521 | 102.174 | 8.1808 | 1.4808 | 19.0153
U | d173g | 25.1966 | 65.6254 | 112.673 | 7.805 | 1.4808 | 18.9808 | 30.9229 | 84.4054 | 117.715 | 8.1808 | 1.4808 | 19.0153 | 30.9229 | 80.9877 | 106.022 | 8.1808 | 1.4808 | 19.0153
U | d173h | 25.931 | 67.9962 | 113.867 | 7.8107 | 1.4808 | 19.0153 | 30.9229 | 84.4054 | 117.715 | 8.1808 | 1.4808 | 19.0153 | 30.9229 | 82.2852 | 109.498 | 8.1808 | 1.4808 | 19.0153
U | d173i | 27.8601 | 70.522 | 115.202 | 7.8312 | 1.4808 | 19.0153 | 30.9229 | 84.4054 | 117.715 | 8.1808 | 1.4808 | 19.0153 | 30.9229 | 83.1067 | 113.095 | 8.1808 | 1.4808 | 19.0153
U | d173j | 29.1001 | 70.9756 | 115.696 | 7.8415 | 1.4808 | 19.0153 | 30.9229 | 84.4054 | 117.715 | 8.1808 | 1.4808 | 19.0153 | 30.9229 | 83.4208 | 114.736 | 8.1808 | 1.4808 | 19.0153
U | d173k | 29.3976 | 70.5265 | 115.707 | 7.8478 | 1.4808 | 19.0153 | 30.9229 | 84.4054 | 117.715 | 8.1808 | 1.4808 | 19.0153 | 30.9229 | 83.5428 | 115.177 | 8.1808 | 1.4808 | 19.0153
U | d173l | 29.309 | 69.6704 | 115.402 | 7.8439 | 1.4808 | 19.0153 | 30.9229 | 84.4054 | 117.715 | 8.1808 | 1.4808 | 19.0153 | 30.9229 | 83.4389 | 114.783 | 8.1808 | 1.4808 | 19.0153
U | d173m | 30.1822 | 72.7623 | 116.049 | 7.8529 | 1.4808 | 19.0153 | 30.9229 | 84.4054 | 117.715 | 8.1808 | 1.4808 | 19.0153 | 30.9229 | 83.7138 | 115.717 | 8.1808 | 1.4808 | 19.0153
U | d173n | 30.132 | 73.1886 | 116.24 | 7.8431 | 1.4808 | 19.0153 | 30.9229 | 84.4054 | 117.715 | 8.1808 | 1.4808 | 19.0153 | 30.9229 | 83.68 | 115.629 | 8.1808 | 1.4808 | 19.0153
U | d173o | 30.0602 | 73.1744 | 116.216 | 7.8374 | 1.4808 | 19.0153 | 30.9229 | 84.4054 | 117.715 | 8.1808 | 1.4808 | 19.0153 | 30.9229 | 83.6257 | 115.466 | 8.1808 | 1.4808 | 19.0153
U | d173p | 29.8516 | 72.9363 | 116.291 | 7.8297 | 1.4808 | 19.0153 | 30.9229 | 84.4054 | 117.715 | 8.1808 | 1.4808 | 19.0153 | 30.9229 | 83.5706 | 115.283 | 8.1808 | 1.4808 | 19.0153
U | d173q | 29.9428 | 74.0141 | 116.682 | 7.8245 | 1.4808 | 19.0153 | 30.9229 | 84.4054 | 117.715 | 8.1808 | 1.4808 | 19.0153 | 30.9229 | 83.7417 | 115.866 | 8.1808 | 1.4808 | 19.0153
U | d173r | 30.196 | 75.2761 | 117.079 | 7.8226 | 1.4808 | 19.0153 | 30.9229 | 84.4054 | 117.715 | 8.1808 | 1.4808 | 19.0153 | 30.9229 | 83.9213 | 116.283 | 8.1808 | 1.4808 | 19.0153
U | d173s | 27.6676 | 67.6969 | 115.265 | 7.7988 | 1.4808 | 19.0153 | 30.9229 | 84.4054 | 117.715 | 8.1808 | 1.4808 | 19.0153 | 30.9229 | 83.3003 | 114.529 | 8.1808 | 1.4808 | 19.0153
U | d173t | 25.7148 | 62.2937 | 113.059 | 7.7887 | 1.4808 | 19.0153 | 30.9229 | 84.4054 | 117.715 | 8.1808 | 1.4808 | 19.0153 | 30.9229 | 82.9277 | 112.754 | 8.1808 | 1.4808 | 19.0153
U | d173u | 23.5806 | 55.3479 | 106.456 | 7.7795 | 1.4808 | 18.7964 | 30.9229 | 84.4054 | 117.715 | 8.1808 | 1.4808 | 19.0153 | 30.9229 | 82.5229 | 110.543 | 8.1808 | 1.4808 | 19.0153
U | d173v | 22.4017 | 52.8082 | 103.234 | 7.7751 | 1.4808 | 18.727 | 30.9229 | 84.4054 | 117.715 | 8.1808 | 1.4808 | 19.0153 | 30.9229 | 82.3339 | 109.636 | 8.1808 | 1.4808 | 19.0153
U | d173x | 20.503 | 46.9641 | 94.5296 | 7.7657 | 1.4808 | 18.4836 | 30.9229 | 84.4054 | 117.715 | 8.1808 | 1.4808 | 19.0153 | 30.9229 | 80.6563 | 103.734 | 8.1808 | 1.4808 | 19.0153
U | d173y | 19.168 | 44.9716 | 91.6957 | 7.7608 | 1.4808 | 18.3264 | 30.9229 | 84.4054 | 117.715 | 8.1808 | 1.4808 | 19.0153 | 30.9229 | 79.8274 | 102.692 | 8.1808 | 1.4808 | 19.0153
U | d174a | 18.7511 | 45.2869 | 92.4812 | 7.757 | 1.4808 | 18.2677 | 30.9229 | 84.4054 | 117.715 | 8.1808 | 1.4808 | 19.0153 | 30.9229 | 79.8599 | 101.816 | 8.1808 | 1.4808 | 19.0153
U | d174b | 18.5057 | 45.9036 | 93.8086 | 7.756 | 1.4808 | 18.2316 | 30.9229 | 84.4054 | 117.715 | 8.1808 | 1.4808 | 19.0153 | 30.9229 | 79.6994 | 101.797 | 8.1808 | 1.4808 | 19.0153
U | d174c | 18.313 | 45.6972 | 94.2114 | 7.7547 | 1.4808 | 18.2087 | 30.9229 | 84.4054 | 117.715 | 8.1808 | 1.4808 | 19.0153 | 30.9229 | 79.8297 | 101.596 | 8.1808 | 1.4808 | 19.0153
U | d174d | 18.3181 | 45.8142 | 94.2066 | 7.7546 | 1.4808 | 18.2688 | 30.9229 | 84.4054 | 117.715 | 8.1808 | 1.4808 | 19.0153 | 30.9229 | 79.8714 | 101.736 | 8.1808 | 1.4808 | 19.0153
U | d174e | 19.5957 | 48.3145 | 97.8798 | 7.7569 | 1.4808 | 18.5782 | 30.9229 | 84.4054 | 117.715 | 8.1808 | 1.4808 | 19.0153 | 30.9229 | 80.8261 | 104.09 | 8.1808 | 1.4808 | 19.0153
U | d174f | 22.3861 | 54.0776 | 105.431 | 7.7678 | 1.4808 | 18.7531 | 30.9229 | 84.4054 | 117.715 | 8.1808 | 1.4808 | 19.0153 | 30.9229 | 82.7911 | 109.397 | 8.1808 | 1.4808 | 19.0153
U | d174g | 24.5498 | 59.5377 | 110.607 | 7.7787 | 1.4808 | 18.8405 | 30.9229 | 84.4054 | 117.715 | 8.1808 | 1.4808 | 19.0153 | 30.9229 | 83.9637 | 114.503 | 8.1808 | 1.4808 | 19.0153
U | d174h | 25.6388 | 66.1483 | 113.577 | 7.7822 | 1.4808 | 19.0153 | 30.9229 | 84.4054 | 117.715 | 8.1808 | 1.4808 | 19.0153 | 30.9229 | 84.4054 | 117.146 | 8.1808 | 1.4808 | 19.0153
U | d174i | 26.3389 | 66.0026 | 114.219 | 7.7825 | 1.4808 | 19.0153 | 30.9229 | 84.4054 | 117.715 | 8.1808 | 1.4808 | 19.0153 | 30.9229 | 84.4054 | 117.31 | 8.1808 | 1.4808 | 19.0153
U | d174j | 27.0162 | 66.8837 | 114.84 | 7.7866 | 1.4808 | 19.0153 | 30.9229 | 84.4054 | 117.715 | 8.1808 | 1.4808 | 19.0153 | 30.9229 | 84.4054 | 117.357 | 8.1808 | 1.4808 | 19.0153
U | d174k | 28.0232 | 68.913 | 115.278 | 7.7915 | 1.4808 | 19.0153 | 30.9229 | 84.4054 | 117.715 | 8.1808 | 1.4808 | 19.0153 | 30.9229 | 84.4054 | 117.392 | 8.1808 | 1.4808 | 19.0153
U | d174l | 28.2802 | 69.4914 | 115.462 | 7.794 | 1.4808 | 19.0153 | 30.9229 | 84.4054 | 117.715 | 8.1808 | 1.4808 | 19.0153 | 30.9229 | 84.4054 | 117.406 | 8.1808 | 1.4808 | 19.0153
U | d174m | 28.8344 | 70.3134 | 115.658 | 7.7997 | 1.4808 | 19.0153 | 30.9229 | 84.4054 | 117.715 | 8.1808 | 1.4808 | 19.0153 | 30.9229 | 84.4054 | 117.425 | 8.1808 | 1.4808 | 19.0153
U | d174n | 29.4165 | 72.995 | 116.322 | 7.8078 | 1.4808 | 19.0153 | 30.9229 | 84.4054 | 117.715 | 8.1808 | 1.4808 | 19.0153 | 30.9229 | 84.4054 | 117.715 | 8.1808 | 1.4808 | 19.0153
U | d174o | 29.2078 | 72.3373 | 116.198 | 7.809 | 1.4808 | 19.0153 | 30.9229 | 84.4054 | 117.715 | 8.1808 | 1.4808 | 19.0153 | 30.9229 | 84.4054 | 117.551 | 8.1808 | 1.4808 | 19.0153
U | d174p | 29.0032 | 71.4344 | 116.066 | 7.8065 | 1.4808 | 19.0153 | 30.9229 | 84.4054 | 117.715 | 8.1808 | 1.4808 | 19.0153 | 30.9229 | 84.4054 | 117.445 | 8.1808 | 1.4808 | 19.0153
U | d174q | 29.1587 | 72.6474 | 116.459 | 7.8082 | 1.4808 | 19.0153 | 30.9229 | 84.4054 | 117.715 | 8.1808 | 1.4808 | 19.0153 | 30.9229 | 84.4054 | 117.706 | 8.1808 | 1.4808 | 19.0153
U | d174r | 27.8323 | 70.0732 | 115.742 | 7.8039 | 1.4808 | 19.0153 | 30.9229 | 84.4054 | 117.715 | 8.1808 | 1.4808 | 19.0153 | 30.9229 | 84.4054 | 117.405 | 8.1808 | 1.4808 | 19.0153
U | d174s | 26.4381 | 66.9015 | 114.844 | 7.7985 | 1.4808 | 19.0153 | 30.9229 | 84.4054 | 117.715 | 8.1808 | 1.4808 | 19.0153 | 30.9229 | 84.4054 | 117.357 | 8.1808 | 1.4808 | 19.0153
U | d174t | 24.1112 | 61.9462 | 111.765 | 7.7913 | 1.4808 | 19.0153 | 30.9229 | 84.4054 | 117.715 | 8.1808 | 1.4808 | 19.0153 | 30.9229 | 84.4054 | 116.622 | 8.1808 | 1.4808 | 19.0153
U | d174u | 22.2646 | 56.5422 | 105.014 | 7.7839 | 1.4808 | 18.782 | 30.9229 | 84.4054 | 117.715 | 8.1808 | 1.4808 | 19.0153 | 30.9229 | 83.9896 | 114.972 | 8.1808 | 1.4808 | 19.0153
U | d174v | 20.6681 | 52.7539 | 98.3509 | 7.7749 | 1.4808 | 18.63 | 30.9229 | 84.4054 | 117.715 | 8.1808 | 1.4808 | 19.0153 | 30.9229 | 83.6949 | 111.789 | 8.1808 | 1.4808 | 19.0153
U | d174x | 19.6669 | 48.4719 | 91.7693 | 7.7693 | 1.4808 | 18.338 | 30.9229 | 84.4054 | 117.715 | 8.1808 | 1.4808 | 19.0153 | 30.9229 | 82.7106 | 107.153 | 8.1808 | 1.4808 | 19.0153
U | d174y | 18.6432 | 46.1261 | 87.9118 | 7.7641 | 1.4808 | 18.1596 | 30.9229 | 84.4054 | 117.715 | 8.1808 | 1.4808 | 19.0153 | 30.9229 | 80.8302 | 102.141 | 8.1808 | 1.4808 | 19.0153
U | d175a | 18.9108 | 46.5329 | 87.2947 | 7.7603 | 1.4808 | 18.0766 | 30.9229 | 84.4054 | 117.715 | 8.1808 | 1.4808 | 19.0153 | 30.9229 | 80.5764 | 99.9472 | 8.1808 | 1.4808 | 19.0153
U | d175b | 19.8685 | 48.2043 | 88.7038 | 7.7594 | 1.4808 | 18.0214 | 30.9229 | 84.4054 | 117.715 | 8.1808 | 1.4808 | 19.0153 | 30.9229 | 80.3981 | 99.4994 | 8.1808 | 1.4808 | 19.0153
U | d175c | 21.1315 | 49.571 | 89.3844 | 7.7597 | 1.4808 | 18.0145 | 30.9229 | 84.4054 | 117.715 | 8.1808 | 1.4808 | 19.0153 | 30.9229 | 80.5173 | 99.5229 | 8.1808 | 1.4808 | 19.0153
U | d175d | 22.3177 | 50.9755 | 89.2655 | 7.7612 | 1.4808 | 18.1009 | 30.9229 | 84.4054 | 117.715 | 8.1808 | 1.4808 | 19.0153 | 30.9229 | 80.6369 | 99.9519 | 8.1808 | 1.4808 | 19.0153
U | d175e | 24.2679 | 54.1285 | 91.6888 | 7.7642 | 1.4808 | 18.459 | 30.9229 | 84.4054 | 117.715 | 8.1808 | 1.4808 | 19.0153 | 30.9229 | 81.4049 | 101.878 | 8.1808 | 1.4808 | 19.0153
U | d175f | 28.0719 | 59.1174 | 98.6061 | 7.7734 | 1.4808 | 18.6059 | 30.9229 | 84.4054 | 117.715 | 8.1808 | 1.4808 | 19.0153 | 30.9229 | 83.0474 | 106.088 | 8.1808 | 1.4808 | 19.0153
U | d175g | 30.3448 | 64.874 | 105.484 | 7.7816 | 1.4808 | 18.6689 | 30.9229 | 84.4054 | 117.715 | 8.1808 | 1.4808 | 19.0153 | 30.9229 | 83.8751 | 111.976 | 8.1808 | 1.4808 | 19.0153
U | d175h | 30.8736 | 71.3303 | 111.453 | 7.7859 | 1.4808 | 18.7666 | 30.9229 | 84.4054 | 117.715 | 8.1808 | 1.4808 | 19.0153 | 30.9229 | 84.071 | 114.845 | 8.1808 | 1.4808 | 19.0153
U | d175i | 30.9229 | 68.5171 | 110.447 | 7.7851 | 1.4808 | 18.7832 | 30.9229 | 84.4054 | 117.715 | 8.1808 | 1.4808 | 19.0153 | 30.9229 | 84.0209 | 114.586 | 8.1808 | 1.4808 | 19.0153
U | d175j | 30.9229 | 65.7331 | 109.447 | 7.7908 | 1.4808 | 18.8084 | 30.9229 | 84.4054 | 117.715 | 8.1808 | 1.4808 | 19.0153 | 30.9229 | 84.0132 | 114.551 | 8.1808 | 1.4808 | 19.0153
U | d175k | 30.9229 | 63.9963 | 107.661 | 7.788 | 1.4808 | 18.899 | 30.9229 | 84.4054 | 117.715 | 8.1808 | 1.4808 | 19.0153 | 30.9229 | 84.0156 | 114.507 | 8.1808 | 1.4808 | 19.0153
U | d175l | 30.9229 | 61.8133 | 104.853 | 7.7862 | 1.4808 | 18.9138 | 30.9229 | 84.4054 | 117.715 | 8.1808 | 1.4808 | 19.0153 | 30.9229 | 84.0217 | 114.552 | 8.1808 | 1.4808 | 19.0153
U | d175m | 30.8775 | 62.8503 | 104.688 | 7.7871 | 1.4808 | 18.9514 | 30.9229 | 84.4054 | 117.715 | 8.1808 | 1.4808 | 19.0153 | 30.9229 | 84.0418 | 114.709 | 8.1808 | 1.4808 | 19.0153
U | d175n | 30.8094 | 63.9696 | 108.009 | 7.7866 | 1.4808 | 18.9642 | 30.9229 | 84.4054 | 117.715 | 8.1808 | 1.4808 | 19.0153 | 30.9229 | 84.0594 | 114.91 | 8.1808 | 1.4808 | 19.0153
U | d175o | 30.5604 | 63.4236 | 107.946 | 7.7843 | 1.4808 | 18.9516 | 30.9229 | 84.4054 | 117.715 | 8.1808 | 1.4808 | 19.0153 | 30.9229 | 84.0378 | 114.858 | 8.1808 | 1.4808 | 19.0153
U | d175p | 30.1571 | 63.8488 | 110.704 | 7.7843 | 1.4808 | 18.924 | 30.9229 | 84.4054 | 117.715 | 8.1808 | 1.4808 | 19.0153 | 30.9229 | 84.0172 | 114.702 | 8.1808 | 1.4808 | 19.0153
U | d175q | 30.8423 | 71.291 | 115.233 | 7.7931 | 1.4808 | 19.0153 | 30.9229 | 84.4054 | 117.715 | 8.1808 | 1.4808 | 19.0153 | 30.9229 | 84.279 | 116.246 | 8.1808 | 1.4808 | 19.0153
U | d175r | 30.4265 | 69.3789 | 114.446 | 7.7896 | 1.4808 | 19.0153 | 30.9229 | 84.4054 | 117.715 | 8.1808 | 1.4808 | 19.0153 | 30.9229 | 84.1037 | 115.779 | 8.1808 | 1.4808 | 19.0153
U | d175s | 29.645 | 65.607 | 112.545 | 7.7843 | 1.4808 | 18.9682 | 30.9229 | 84.4054 | 117.715 | 8.1808 | 1.4808 | 19.0153 | 30.9229 | 84.0027 | 115.06 | 8.1808 | 1.4808 | 19.0153
U | d175t | 28.5534 | 61.7141 | 109.376 | 7.78 | 1.4808 | 18.9225 | 30.9229 | 84.4054 | 117.715 | 8.1808 | 1.4808 | 19.0153 | 30.9229 | 83.9343 | 114.33 | 8.1808 | 1.4808 | 19.0153
U | d175u | 26.591 | 54.7884 | 101.911 | 7.7744 | 1.4808 | 18.7734 | 30.9229 | 84.4054 | 117.715 | 8.1808 | 1.4808 | 19.0153 | 30.9229 | 83.7953 | 112.637 | 8.1808 | 1.4808 | 19.0153
U | d175v | 24.4905 | 50.1869 | 96.1673 | 7.7671 | 1.4808 | 18.6739 | 30.9229 | 84.4054 | 117.715 | 8.1808 | 1.4808 | 19.0153 | 30.9229 | 83.5463 | 109.204 | 8.1808 | 1.4808 | 19.0153
U | d175x | 23.0187 | 47.8943 | 93.424 | 7.7636 | 1.4808 | 18.6235 | 30.9229 | 84.4054 | 117.715 | 8.1808 | 1.4808 | 19.0153 | 30.9229 | 83.1602 | 107.293 | 8.1808 | 1.4808 | 19.0153
U | d175y | 20.6803 | 43.7367 | 86.6879 | 7.7586 | 1.4808 | 18.4963 | 30.9229 | 84.4054 | 117.715 | 8.1808 | 1.4808 | 19.0153 | 30.9229 | 81.2992 | 101.572 | 8.1808 | 1.4808 | 19.0153
U | d176a | 19.6651 | 42.3109 | 85.1812 | 7.7565 | 1.4808 | 18.4293 | 30.9229 | 84.4054 | 117.715 | 8.1808 | 1.4808 | 19.0153 | 30.9229 | 80.8985 | 98.5495 | 8.1808 | 1.4808 | 19.0153
U | d176b | 19.4324 | 43.2392 | 87.3618 | 7.7562 | 1.4808 | 18.451 | 30.9229 | 84.4054 | 117.715 | 8.1808 | 1.4808 | 19.0153 | 30.9229 | 80.8284 | 98.6132 | 8.1808 | 1.4808 | 19.0153
U | d176c | 19.4152 | 43.6008 | 88.29 | 7.7573 | 1.4808 | 18.4774 | 30.9229 | 84.4054 | 117.715 | 8.1808 | 1.4808 | 19.0153 | 30.9229 | 80.9335 | 99.0537 | 8.1808 | 1.4808 | 19.0153
U | d176d | 19.2874 | 43.784 | 88.8432 | 7.7571 | 1.4808 | 18.5055 | 30.9229 | 84.4054 | 117.715 | 8.1808 | 1.4808 | 19.0153 | 30.9229 | 81.0222 | 99.7484 | 8.1808 | 1.4808 | 19.0153
U | d176e | 19.3705 | 43.3792 | 87.7086 | 7.7565 | 1.4808 | 18.5754 | 30.9229 | 84.4054 | 117.715 | 8.1808 | 1.4808 | 19.0153 | 30.9229 | 81.555 | 102.103 | 8.1808 | 1.4808 | 19.0153
U | d176f | 19.3335 | 43.4354 | 88.317 | 7.7596 | 1.4808 | 18.6946 | 30.9229 | 84.4054 | 117.715 | 8.1808 | 1.4808 | 19.0153 | 30.9229 | 83.0731 | 107.202 | 8.1808 | 1.4808 | 19.0153
U | d176g | 20.9287 | 49.4491 | 96.1989 | 7.7653 | 1.4808 | 18.7689 | 30.9229 | 84.4054 | 117.715 | 8.1808 | 1.4808 | 19.0153 | 30.9229 | 84.0253 | 112.971 | 8.1808 | 1.4808 | 19.0153
U | d176h | 22.3116 | 56.2427 | 105.111 | 7.7691 | 1.4808 | 18.855 | 30.9229 | 84.4054 | 117.715 | 8.1808 | 1.4808 | 19.0153 | 30.9229 | 84.292 | 115.028 | 8.1808 | 1.4808 | 19.0153
U | d176i | 23.24 | 57.8865 | 108.341 | 7.7717 | 1.4808 | 18.9387 | 30.9229 | 84.4054 | 117.715 | 8.1808 | 1.4808 | 19.0153 | 30.9229 | 84.2958 | 115.271 | 8.1808 | 1.4808 | 19.0153
U | d176j | 23.3533 | 53.7213 | 105.218 | 7.7731 | 1.4808 | 18.8709 | 30.9229 | 84.4054 | 117.715 | 8.1808 | 1.4808 | 19.0153 | 30.9229 | 84.2943 | 114.841 | 8.1808 | 1.4808 | 19.0153
U | d176k | 24.0847 | 55.3156 | 106.669 | 7.7751 | 1.4808 | 19.0153 | 30.9229 | 84.4054 | 117.715 | 8.1808 | 1.4808 | 19.0153 | 30.9229 | 84.2975 | 115.384 | 8.1808 | 1.4808 | 19.0153
U | d176l | 24.0577 | 53.1887 | 105.273 | 7.7761 | 1.4808 | 19.0153 | 30.9229 | 84.4054 | 117.715 | 8.1808 | 1.4808 | 19.0153 | 30.9229 | 84.2965 | 115.181 | 8.1808 | 1.4808 | 19.0153
U | d176m | 25.5882 | 56.3996 | 108.022 | 7.7794 | 1.4808 | 19.0153 | 30.9229 | 84.4054 | 117.715 | 8.1808 | 1.4808 | 19.0153 | 30.9229 | 84.2985 | 115.498 | 8.1808 | 1.4808 | 19.0153
U | d176n | 26.3038 | 60.1465 | 111.011 | 7.7832 | 1.4808 | 19.0153 | 30.9229 | 84.4054 | 117.715 | 8.1808 | 1.4808 | 19.0153 | 30.9229 | 84.3001 | 115.675 | 8.1808 | 1.4808 | 19.0153
U | d176o | 26.7719 | 62.0716 | 112.347 | 7.783 | 1.4808 | 19.0153 | 30.9229 | 84.4054 | 117.715 | 8.1808 | 1.4808 | 19.0153 | 30.9229 | 84.3018 | 115.798 | 8.1808 | 1.4808 | 19.0153
U | d176p | 28.5838 | 67.1151 | 114.766 | 7.796 | 1.4808 | 19.0153 | 30.9229 | 84.4054 | 117.715 | 8.1808 | 1.4808 | 19.0153 | 30.9229 | 84.4052 | 116.256 | 8.1808 | 1.4808 | 19.0153
U | d176q | 29.8325 | 72.0113 | 116.549 | 7.807 | 1.4808 | 19.0153 | 30.9229 | 84.4054 | 117.715 | 8.1808 | 1.4808 | 19.0153 | 30.9229 | 84.4054 | 117.715 | 8.1808 | 1.4808 | 19.0153
U | d176r | 30.2725 | 71.8962 | 116.496 | 7.8093 | 1.4808 | 19.0153 | 30.9229 | 84.4054 | 117.715 | 8.1808 | 1.4808 | 19.0153 | 30.9229 | 84.4054 | 117.715 | 8.1808 | 1.4808 | 19.0153
U | d176s | 29.7226 | 67.6734 | 114.779 | 7.8001 | 1.4808 | 19.0153 | 30.9229 | 84.4054 | 117.715 | 8.1808 | 1.4808 | 19.0153 | 30.9229 | 84.4054 | 116.469 | 8.1808 | 1.4808 | 19.0153
U | d176t | 27.3735 | 60.6671 | 110.204 | 7.7878 | 1.4808 | 19.0153 | 30.9229 | 84.4054 | 117.715 | 8.1808 | 1.4808 | 19.0153 | 30.9229 | 84.2941 | 115.328 | 8.1808 | 1.4808 | 19.0153
U | d176u | 27.1575 | 59.8996 | 108.684 | 7.7837 | 1.4808 | 19.0153 | 30.9229 | 84.4054 | 117.715 | 8.1808 | 1.4808 | 19.0153 | 30.9229 | 84.2738 | 115.081 | 8.1808 | 1.4808 | 19.0153
U | d176v | 25.3621 | 55.3895 | 103.423 | 7.7709 | 1.4808 | 19.0153 | 30.9229 | 84.4054 | 117.715 | 8.1808 | 1.4808 | 19.0153 | 30.9229 | 84.2398 | 113.645 | 8.1808 | 1.4808 | 19.0153
U | d176x | 23.4582 | 49.1679 | 94.5614 | 7.7639 | 1.4808 | 18.8123 | 30.9229 | 84.4054 | 117.715 | 8.1808 | 1.4808 | 19.0153 | 30.9229 | 83.5039 | 108.925 | 8.1808 | 1.4808 | 19.0153
U | d176y | 22.216 | 49.7572 | 93.1503 | 7.76 | 1.4808 | 18.7926 | 30.9229 | 84.4054 | 117.715 | 8.1808 | 1.4808 | 19.0153 | 30.9229 | 82.2011 | 106.254 | 8.1808 | 1.4808 | 19.0153
U | d177a | 21.8493 | 49.2865 | 92.4624 | 7.7573 | 1.4808 | 18.7608 | 30.9229 | 84.4054 | 117.715 | 8.1808 | 1.4808 | 19.0153 | 30.9229 | 82.0652 | 104.622 | 8.1808 | 1.4808 | 19.0153
U | d177b | 21.8376 | 49.2717 | 93.9379 | 7.7562 | 1.4808 | 18.7529 | 30.9229 | 84.4054 | 117.715 | 8.1808 | 1.4808 | 19.0153 | 30.9229 | 81.9919 | 104.136 | 8.1808 | 1.4808 | 19.0153
U | d177c | 21.9218 | 48.7043 | 93.655 | 7.7551 | 1.4808 | 18.7319 | 30.9229 | 84.4054 | 117.715 | 8.1808 | 1.4808 | 19.0153 | 30.9229 | 82.0221 | 104.304 | 8.1808 | 1.4808 | 19.0153
U | d177d | 21.7743 | 47.728 | 92.605 | 7.7548 | 1.4808 | 18.7244 | 30.9229 | 84.4054 | 117.715 | 8.1808 | 1.4808 | 19.0153 | 30.9229 | 82.0617 | 104.731 | 8.1808 | 1.4808 | 19.0153
U | d177e | 21.7372 | 47.8871 | 91.992 | 7.7544 | 1.4808 | 18.7499 | 30.9229 | 84.4054 | 117.715 | 8.1808 | 1.4808 | 19.0153 | 30.9229 | 82.6335 | 107.314 | 8.1808 | 1.4808 | 19.0153
U | d177f | 21.4406 | 47.98 | 93.3127 | 7.7569 | 1.4808 | 18.8481 | 30.9229 | 84.4054 | 117.715 | 8.1808 | 1.4808 | 19.0153 | 30.9229 | 84.2116 | 112.347 | 8.1808 | 1.4808 | 19.0153
U | d177g | 23.5155 | 55.3571 | 103.933 | 7.7635 | 1.4808 | 19.0153 | 30.9229 | 84.4054 | 117.715 | 8.1808 | 1.4808 | 19.0153 | 30.9229 | 84.4054 | 116.452 | 8.1808 | 1.4808 | 19.0153
U | d177h | 27.0528 | 65.3846 | 112.885 | 7.7748 | 1.4808 | 19.0153 | 30.9229 | 84.4054 | 117.715 | 8.1808 | 1.4808 | 19.0153 | 30.9229 | 84.4054 | 117.715 | 8.1808 | 1.4808 | 19.0153
U | d177i | 26.8293 | 63.3443 | 112.677 | 7.7759 | 1.4808 | 19.0153 | 30.9229 | 84.4054 | 117.715 | 8.1808 | 1.4808 | 19.0153 | 30.9229 | 84.4054 | 117.715 | 8.1808 | 1.4808 | 19.0153
U | d177j | 27.896 | 66.3187 | 114.227 | 7.782 | 1.4808 | 19.0153 | 30.9229 | 84.4054 | 117.715 | 8.1808 | 1.4808 | 19.0153 | 30.9229 | 84.4054 | 117.715 | 8.1808 | 1.4808 | 19.0153
U | d177k | 27.7049 | 66.1571 | 114.271 | 7.7824 | 1.4808 | 19.0153 | 30.9229 | 84.4054 | 117.715 | 8.1808 | 1.4808 | 19.0153 | 30.9229 | 84.4054 | 117.715 | 8.1808 | 1.4808 | 19.0153
U | d177l | 27.9908 | 68.5857 | 115.056 | 7.7855 | 1.4808 | 19.0153 | 30.9229 | 84.4054 | 117.715 | 8.1808 | 1.4808 | 19.0153 | 30.9229 | 84.4054 | 117.715 | 8.1808 | 1.4808 | 19.0153
U | d177m | 27.4303 | 67.1526 | 114.773 | 7.7847 | 1.4808 | 19.0153 | 30.9229 | 84.4054 | 117.715 | 8.1808 | 1.4808 | 19.0153 | 30.9229 | 84.4054 | 117.715 | 8.1808 | 1.4808 | 19.0153
U | d177n | 27.5196 | 68.9112 | 115.267 | 7.7879 | 1.4808 | 19.0153 | 30.9229 | 84.4054 | 117.715 | 8.1808 | 1.4808 | 19.0153 | 30.9229 | 84.4054 | 117.715 | 8.1808 | 1.4808 | 19.0153
U | d177o | 27.7107 | 69.9375 | 115.638 | 7.7907 | 1.4808 | 19.0153 | 30.9229 | 84.4054 | 117.715 | 8.1808 | 1.4808 | 19.0153 | 30.9229 | 84.4054 | 117.715 | 8.1808 | 1.4808 | 19.0153
U | d177p | 28.2589 | 71.7434 | 116.273 | 7.7927 | 1.4808 | 19.0153 | 30.9229 | 84.4054 | 117.715 | 8.1808 | 1.4808 | 19.0153 | 30.9229 | 84.4054 | 117.715 | 8.1808 | 1.4808 | 19.0153
U | d177q | 28.5635 | 72.7946 | 116.626 | 7.7972 | 1.4808 | 19.0153 | 30.9229 | 84.4054 | 117.715 | 8.1808 | 1.4808 | 19.0153 | 30.9229 | 84.4054 | 117.715 | 8.1808 | 1.4808 | 19.0153
U | d177r | 28.9178 | 74.2649 | 117.186 | 7.796 | 1.4808 | 19.0153 | 30.9229 | 84.4054 | 117.715 | 8.1808 | 1.4808 | 19.0153 | 30.9229 | 84.4054 | 117.715 | 8.1808 | 1.4808 | 19.0153
U | d177s | 25.4501 | 64.9682 | 114.611 | 7.7829 | 1.4808 | 19.0153 | 30.9229 | 84.4054 | 117.715 | 8.1808 | 1.4808 | 19.0153 | 30.9229 | 84.4054 | 117.715 | 8.1808 | 1.4808 | 19.0153
U | d177t | 23.8264 | 60.4072 | 112.479 | 7.7782 | 1.4808 | 19.0153 | 30.9229 | 84.4054 | 117.715 | 8.1808 | 1.4808 | 19.0153 | 30.9229 | 84.4054 | 117.715 | 8.1808 | 1.4808 | 19.0153
U | d177u | 22.4144 | 55.1442 | 107.596 | 7.7747 | 1.4808 | 18.8088 | 30.9229 | 84.4054 | 117.715 | 8.1808 | 1.4808 | 19.0153 | 30.9229 | 84.2596 | 116.515 | 8.1808 | 1.4808 | 19.0153
U | d177v | 21.6091 | 53.1837 | 105.519 | 7.7686 | 1.4808 | 18.7472 | 30.9229 | 84.4054 | 117.715 | 8.1808 | 1.4808 | 19.0153 | 30.9229 | 84.2381 | 115.959 | 8.1808 | 1.4808 | 19.0153
U | d177x | 19.9162 | 46.1858 | 95.4497 | 7.7635 | 1.4808 | 18.5601 | 30.9229 | 84.4054 | 117.715 | 8.1808 | 1.4808 | 19.0153 | 30.9229 | 83.5212 | 111.392 | 8.1808 | 1.4808 | 19.0153
U | d177y | 19.2189 | 47.2987 | 95.1557 | 7.7569 | 1.4808 | 18.4919 | 30.9229 | 84.4054 | 117.715 | 8.1808 | 1.4808 | 19.0153 | 30.9229 | 82.0712 | 107.905 | 8.1808 | 1.4808 | 19.0153
U | d178a | 18.4936 | 46.709 | 94.9807 | 7.7531 | 1.4808 | 18.4474 | 30.9229 | 84.4054 | 117.715 | 8.1808 | 1.4808 | 19.0153 | 30.9229 | 81.8994 | 106.472 | 8.1808 | 1.4808 | 19.0153
U | d178b | 18.1719 | 47.2918 | 96.4235 | 7.752 | 1.4808 | 18.422 | 30.9229 | 84.4054 | 117.715 | 8.1808 | 1.4808 | 19.0153 | 30.9229 | 81.8341 | 106.238 | 8.1808 | 1.4808 | 19.0153
U | d178c | 18.2154 | 48.0598 | 97.9966 | 7.7518 | 1.4808 | 18.4144 | 30.9229 | 84.4054 | 117.715 | 8.1808 | 1.4808 | 19.0153 | 30.9229 | 81.9981 | 106.901 | 8.1808 | 1.4808 | 19.0153
U | d178d | 18.2743 | 48.0543 | 98.2603 | 7.7513 | 1.4808 | 18.4356 | 30.9229 | 84.4054 | 117.715 | 8.1808 | 1.4808 | 19.0153 | 30.9229 | 81.9705 | 106.909 | 8.1808 | 1.4808 | 19.0153
U | d178e | 19.6903 | 51.2662 | 101.718 | 7.7547 | 1.4808 | 18.5971 | 30.9229 | 84.4054 | 117.715 | 8.1808 | 1.4808 | 19.0153 | 30.9229 | 82.6834 | 109.583 | 8.1808 | 1.4808 | 19.0153
U | d178f | 22.415 | 56.6146 | 108.14 | 7.7641 | 1.4808 | 18.7223 | 30.9229 | 84.4054 | 117.715 | 8.1808 | 1.4808 | 19.0153 | 30.9229 | 84.1648 | 113.302 | 8.1808 | 1.4808 | 19.0153
U | d178g | 25.5219 | 66.1886 | 114.701 | 7.7809 | 1.4808 | 18.8698 | 30.9229 | 84.4054 | 117.715 | 8.1808 | 1.4808 | 19.0153 | 30.9229 | 84.4054 | 116.851 | 8.1808 | 1.4808 | 19.0153
U | d178h | 27.2253 | 72.3707 | 116.022 | 7.791 | 1.4808 | 19.0153 | 30.9229 | 84.4054 | 117.715 | 8.1808 | 1.4808 | 19.0153 | 30.9229 | 84.4054 | 117.715 | 8.1808 | 1.4808 | 19.0153
U | d178i | 27.6275 | 71.375 | 116.142 | 7.7901 | 1.4808 | 19.0153 | 30.9229 | 84.4054 | 117.715 | 8.1808 | 1.4808 | 19.0153 | 30.9229 | 84.4054 | 117.715 | 8.1808 | 1.4808 | 19.0153
U | d178j | 27.2257 | 69.2045 | 116.071 | 7.7868 | 1.4808 | 19.0153 | 30.9229 | 84.4054 | 117.715 | 8.1808 | 1.4808 | 19.0153 | 30.9229 | 84.4054 | 117.715 | 8.1808 | 1.4808 | 19.0153
U | d178k | 28.2453 | 69.9137 | 116.177 | 7.7892 | 1.4808 | 19.0153 | 30.9229 | 84.4054 | 117.715 | 8.1808 | 1.4808 | 19.0153 | 30.9229 | 84.4054 | 117.715 | 8.1808 | 1.4808 | 19.0153
U | d178l | 27.989 | 67.4347 | 116.059 | 7.7883 | 1.4808 | 19.0153 | 30.9229 | 84.4054 | 117.715 | 8.1808 | 1.4808 | 19.0153 | 30.9229 | 84.4054 | 117.715 | 8.1808 | 1.4808 | 19.0153
U | d178m | 28.6041 | 68.693 | 116.347 | 7.7904 | 1.4808 | 19.0153 | 30.9229 | 84.4054 | 117.715 | 8.1808 | 1.4808 | 19.0153 | 30.9229 | 84.4054 | 117.715 | 8.1808 | 1.4808 | 19.0153
U | d178n | 28.49 | 69.1246 | 116.453 | 7.7905 | 1.4808 | 19.0153 | 30.9229 | 84.4054 | 117.715 | 8.1808 | 1.4808 | 19.0153 | 30.9229 | 84.4054 | 117.715 | 8.1808 | 1.4808 | 19.0153
U | d178o | 28.7911 | 70.6394 | 116.565 | 7.7941 | 1.4808 | 19.0153 | 30.9229 | 84.4054 | 117.715 | 8.1808 | 1.4808 | 19.0153 | 30.9229 | 84.4054 | 117.715 | 8.1808 | 1.4808 | 19.0153
U | d178p | 29.0409 | 73.4933 | 116.789 | 7.8018 | 1.4808 | 19.0153 | 30.9229 | 84.4054 | 117.715 | 8.1808 | 1.4808 | 19.0153 | 30.9229 | 84.4054 | 117.715 | 8.1808 | 1.4808 | 19.0153
U | d178q | 29.4797 | 76.306 | 117.531 | 7.8085 | 1.4808 | 19.0153 | 30.9229 | 84.4054 | 117.715 | 8.1808 | 1.4808 | 19.0153 | 30.9229 | 84.4054 | 117.715 | 8.1808 | 1.4808 | 19.0153
U | d178r | 28.9225 | 74.9552 | 117.055 | 7.8057 | 1.4808 | 19.0153 | 30.9229 | 84.4054 | 117.715 | 8.1808 | 1.4808 | 19.0153 | 30.9229 | 84.4054 | 117.715 | 8.1808 | 1.4808 | 19.0153
U | d178s | 27.8995 | 72.1699 | 116.489 | 7.8001 | 1.4808 | 19.0153 | 30.9229 | 84.4054 | 117.715 | 8.1808 | 1.4808 | 19.0153 | 30.9229 | 84.4054 | 117.715 | 8.1808 | 1.4808 | 19.0153
U | d178t | 25.7042 | 66.175 | 115.574 | 7.7904 | 1.4808 | 19.0153 | 30.9229 | 84.4054 | 117.715 | 8.1808 | 1.4808 | 19.0153 | 30.9229 | 84.4054 | 117.715 | 8.1808 | 1.4808 | 19.0153
U | d178u | 23.8448 | 59.4848 | 112.949 | 7.7865 | 1.4808 | 18.8313 | 30.9229 | 84.4054 | 117.715 | 8.1808 | 1.4808 | 19.0153 | 30.9229 | 84.1576 | 115.848 | 8.1808 | 1.4808 | 19.0153
U | d178v | 21.5093 | 53.6009 | 106.562 | 7.7726 | 1.4808 | 18.6739 | 30.9229 | 84.4054 | 117.715 | 8.1808 | 1.4808 | 19.0153 | 30.9229 | 83.1608 | 112.116 | 8.1808 | 1.4808 | 19.0153
U | d178x | 20.1383 | 50.3873 | 101.677 | 7.7655 | 1.4808 | 18.5854 | 30.9229 | 84.4054 | 117.715 | 8.1808 | 1.4808 | 19.0153 | 30.9229 | 81.9868 | 107.385 | 8.1808 | 1.4808 | 19.0153
U | d178y | 19.3484 | 51.9539 | 101.618 | 7.7626 | 1.4808 | 18.5579 | 30.9229 | 84.4054 | 117.715 | 8.1808 | 1.4808 | 19.0153 | 30.9229 | 80.6423 | 103.89 | 8.1808 | 1.4808 | 19.0153
U | d179a | 18.8508 | 52.325 | 101.56 | 7.7601 | 1.4808 | 18.5414 | 30.9229 | 84.4054 | 117.715 | 8.1808 | 1.4808 | 19.0153 | 30.9229 | 80.2427 | 101.036 | 8.1808 | 1.4808 | 19.0153
U | d179b | 18.8581 | 54.4418 | 103.645 | 7.76 | 1.4808 | 18.5407 | 30.9229 | 84.4054 | 117.715 | 8.1808 | 1.4808 | 19.0153 | 30.9229 | 80.0989 | 100.424 | 8.1808 | 1.4808 | 19.0153
U | d179c | 19.0945 | 55.6408 | 104.944 | 7.7608 | 1.4808 | 18.55 | 30.9229 | 84.4054 | 117.715 | 8.1808 | 1.4808 | 19.0153 | 30.9229 | 79.964 | 100.074 | 8.1808 | 1.4808 | 19.0153
U | d179d | 19.5538 | 56.7533 | 105.04 | 7.7629 | 1.4808 | 18.5574 | 30.9229 | 84.4054 | 117.715 | 8.1808 | 1.4808 | 19.0153 | 30.9229 | 79.9457 | 100.256 | 8.1808 | 1.4808 | 19.0153
U | d179e | 21.5093 | 60.3717 | 108.26 | 7.7674 | 1.4808 | 18.6595 | 30.9229 | 84.4054 | 117.715 | 8.1808 | 1.4808 | 19.0153 | 30.9229 | 79.9859 | 100.735 | 8.1808 | 1.4808 | 19.0153
U | d179f | 24.2431 | 66.8677 | 113.461 | 7.7834 | 1.4808 | 18.7719 | 30.9229 | 84.4054 | 117.715 | 8.1808 | 1.4808 | 19.0153 | 30.9229 | 80.5978 | 104.065 | 8.1808 | 1.4808 | 19.0153
U | d179g | 27.2474 | 74.3256 | 116.228 | 7.8076 | 1.4808 | 18.8851 | 30.9229 | 84.4054 | 117.715 | 8.1808 | 1.4808 | 19.0153 | 30.9229 | 81.525 | 106.442 | 8.1808 | 1.4808 | 19.0153
U | d179h | 29.4185 | 80.8006 | 117.715 | 7.8316 | 1.4808 | 19.0153 | 30.9229 | 84.4054 | 117.715 | 8.1808 | 1.4808 | 19.0153 | 30.9229 | 82.8864 | 112.599 | 8.1808 | 1.4808 | 19.0153
U | d179i | 30.1069 | 81.3336 | 117.715 | 7.833 | 1.4808 | 19.0153 | 30.9229 | 84.4054 | 117.715 | 8.1808 | 1.4808 | 19.0153 | 30.9229 | 83.061 | 113.459 | 8.1808 | 1.4808 | 19.0153
U | d179j | 30.321 | 81.4229 | 117.715 | 7.8527 | 1.4808 | 19.0153 | 30.9229 | 84.4054 | 117.715 | 8.1808 | 1.4808 | 19.0153 | 30.9229 | 83.1529 | 113.975 | 8.1808 | 1.4808 | 19.0153
U | d179k | 30.9229 | 82.3718 | 117.715 | 7.8644 | 1.4808 | 19.0153 | 30.9229 | 84.4054 | 117.715 | 8.1808 | 1.4808 | 19.0153 | 30.9229 | 83.2245 | 114.193 | 8.1808 | 1.4808 | 19.0153
U | d179l | 30.9229 | 83.0793 | 117.715 | 7.8636 | 1.4808 | 19.0153 | 30.9229 | 84.4054 | 117.715 | 8.1808 | 1.4808 | 19.0153 | 30.9229 | 83.4258 | 114.854 | 8.1808 | 1.4808 | 19.0153
U | d179m | 30.9229 | 83.0206 | 117.715 | 7.8495 | 1.4808 | 19.0153 | 30.9229 | 84.4054 | 117.715 | 8.1808 | 1.4808 | 19.0153 | 30.9229 | 83.325 | 114.319 | 8.1808 | 1.4808 | 19.0153
U | d179n | 30.9229 | 83.6135 | 117.715 | 7.8944 | 1.4808 | 19.0153 | 30.9229 | 84.4054 | 117.715 | 8.1808 | 1.4808 | 19.0153 | 30.9229 | 83.461 | 114.821 | 8.1808 | 1.4808 | 19.0153
U | d179o | 30.9229 | 83.1767 | 117.715 | 7.8529 | 1.4808 | 19.0153 | 30.9229 | 84.4054 | 117.715 | 8.1808 | 1.4808 | 19.0153 | 30.9229 | 83.3466 | 114.364 | 8.1808 | 1.4808 | 19.0153
U | d179p | 30.9229 | 83.7624 | 117.715 | 7.8816 | 1.4808 | 19.0153 | 30.9229 | 84.4054 | 117.715 | 8.1808 | 1.4808 | 19.0153 | 30.9229 | 83.4821 | 115.091 | 8.1808 | 1.4808 | 19.0153
U | d179q | 30.9229 | 83.9885 | 117.715 | 7.8454 | 1.4808 | 19.0153 | 30.9229 | 84.4054 | 117.715 | 8.1808 | 1.4808 | 19.0153 | 30.9229 | 83.5971 | 115.705 | 8.1808 | 1.4808 | 19.0153
U | d179r | 30.8742 | 82.2989 | 117.715 | 7.818 | 1.4808 | 19.0153 | 30.9229 | 84.4054 | 117.715 | 8.1808 | 1.4808 | 19.0153 | 30.9229 | 83.2144 | 114.846 | 8.1808 | 1.4808 | 19.0153
U | d179s | 30.0072 | 80.3782 | 117.715 | 7.8007 | 1.4808 | 19.0153 | 30.9229 | 84.4054 | 117.715 | 8.1808 | 1.4808 | 19.0153 | 30.9229 | 82.7878 | 113.536 | 8.1808 | 1.4808 | 19.0153
U | d179t | 28.4057 | 74.2376 | 116.214 | 7.7896 | 1.4808 | 19.0153 | 30.9229 | 84.4054 | 117.715 | 8.1808 | 1.4808 | 19.0153 | 30.9229 | 82.1783 | 110.98 | 8.1808 | 1.4808 | 19.0153
U | d179u | 27.0638 | 69.8468 | 114.289 | 7.784 | 1.4808 | 18.9437 | 30.9229 | 84.4054 | 117.715 | 8.1808 | 1.4808 | 19.0153 | 30.9229 | 82.1383 | 109.942 | 8.1808 | 1.4808 | 19.0153
U | d179v | 25.772 | 65.5199 | 110.396 | 7.7726 | 1.4808 | 18.818 | 30.9229 | 84.4054 | 117.715 | 8.1808 | 1.4808 | 19.0153 | 30.9229 | 81.6731 | 107.52 | 8.1808 | 1.4808 | 19.0153
U | d179x | 25.6529 | 61.8195 | 104.631 | 7.7656 | 1.4808 | 18.7767 | 30.9229 | 84.4054 | 117.715 | 8.1808 | 1.4808 | 19.0153 | 30.9229 | 80.7197 | 102.739 | 8.1808 | 1.4808 | 19.0153
U | d179y | 24.1448 | 60.554 | 101.774 | 7.7604 | 1.4808 | 18.771 | 30.9229 | 84.4054 | 117.715 | 8.1808 | 1.4808 | 19.0153 | 30.9229 | 80.0086 | 101.418 | 8.1808 | 1.4808 | 19.0153
U | d180a | 23.9387 | 60.909 | 101.996 | 7.7578 | 1.4808 | 18.7749 | 30.9229 | 84.4054 | 117.715 | 8.1808 | 1.4808 | 19.0153 | 30.9229 | 79.9964 | 99.8912 | 8.1808 | 1.4808 | 19.0153
U | d180b | 23.9783 | 61.64 | 103.135 | 7.7568 | 1.4808 | 18.7783 | 30.9229 | 84.4054 | 117.715 | 8.1808 | 1.4808 | 19.0153 | 30.9229 | 80.0406 | 100.243 | 8.1808 | 1.4808 | 19.0153
U | d180c | 23.7585 | 60.4759 | 101.944 | 7.7557 | 1.4808 | 18.786 | 30.9229 | 84.4054 | 117.715 | 8.1808 | 1.4808 | 19.0153 | 30.9229 | 79.89 | 99.128 | 8.1808 | 1.4808 | 19.0153
U | d180d | 24.0897 | 60.7427 | 101.946 | 7.756 | 1.4808 | 18.7924 | 30.9229 | 84.4054 | 117.715 | 8.1808 | 1.4808 | 19.0153 | 30.9229 | 79.9329 | 99.4118 | 8.1808 | 1.4808 | 19.0153
U | d180e | 25.7355 | 63.08 | 104.222 | 7.7588 | 1.4808 | 18.8548 | 30.9229 | 84.4054 | 117.715 | 8.1808 | 1.4808 | 19.0153 | 30.9229 | 80.036 | 99.8861 | 8.1808 | 1.4808 | 19.0153
U | d180f | 28.2775 | 67.9677 | 109.949 | 7.7687 | 1.4808 | 18.9547 | 30.9229 | 84.4054 | 117.715 | 8.1808 | 1.4808 | 19.0153 | 30.9229 | 80.562 | 101.998 | 8.1808 | 1.4808 | 19.0153
U | d180g | 30.1547 | 73.5259 | 113.695 | 7.7803 | 1.4808 | 19.0153 | 30.9229 | 84.4054 | 117.715 | 8.1808 | 1.4808 | 19.0153 | 30.9229 | 81.3669 | 104.097 | 8.1808 | 1.4808 | 19.0153
U | d180h | 30.7684 | 76.1839 | 115.024 | 7.7838 | 1.4808 | 19.0153 | 30.9229 | 84.4054 | 117.715 | 8.1808 | 1.4808 | 19.0153 | 30.9229 | 82.3445 | 108.569 | 8.1808 | 1.4808 | 19.0153
U | d180i | 30.9229 | 77.2606 | 115.767 | 7.7852 | 1.4808 | 19.0153 | 30.9229 | 84.4054 | 117.715 | 8.1808 | 1.4808 | 19.0153 | 30.9229 | 82.8924 | 111.476 | 8.1808 | 1.4808 | 19.0153
U | d180j | 30.9229 | 79.1385 | 116.126 | 7.795 | 1.4808 | 19.0153 | 30.9229 | 84.4054 | 117.715 | 8.1808 | 1.4808 | 19.0153 | 30.9229 | 83.2484 | 113.663 | 8.1808 | 1.4808 | 19.0153
U | d180k | 30.9229 | 81.1067 | 116.531 | 7.8096 | 1.4808 | 19.0153 | 30.9229 | 84.4054 | 117.715 | 8.1808 | 1.4808 | 19.0153 | 30.9229 | 83.4979 | 114.799 | 8.1808 | 1.4808 | 19.0153
U | d180l | 30.9229 | 82.203 | 116.664 | 7.8325 | 1.4808 | 19.0153 | 30.9229 | 84.4054 | 117.715 | 8.1808 | 1.4808 | 19.0153 | 30.9229 | 83.6259 | 115.199 | 8.1808 | 1.4808 | 19.0153
U | d180m | 30.9229 | 83.0084 | 116.845 | 7.854 | 1.4808 | 19.0153 | 30.9229 | 84.4054 | 117.715 | 8.1808 | 1.4808 | 19.0153 | 30.9229 | 83.78 | 115.753 | 8.1808 | 1.4808 | 19.0153
U | d180n | 30.9229 | 83.197 | 117.06 | 7.8594 | 1.4808 | 19.0153 | 30.9229 | 84.4054 | 117.715 | 8.1808 | 1.4808 | 19.0153 | 30.9229 | 83.7313 | 115.588 | 8.1808 | 1.4808 | 19.0153
U | d180o | 30.9229 | 83.273 | 117.121 | 7.8524 | 1.4808 | 19.0153 | 30.9229 | 84.4054 | 117.715 | 8.1808 | 1.4808 | 19.0153 | 30.9229 | 83.6576 | 115.351 | 8.1808 | 1.4808 | 19.0153
U | d180p | 30.9229 | 83.9059 | 117.715 | 7.8688 | 1.4808 | 19.0153 | 30.9229 | 84.4054 | 117.715 | 8.1808 | 1.4808 | 19.0153 | 30.9229 | 83.7226 | 115.618 | 8.1808 | 1.4808 | 19.0153
U | d180q | 30.9229 | 83.2941 | 117.584 | 7.8465 | 1.4808 | 19.0153 | 30.9229 | 84.4054 | 117.715 | 8.1808 | 1.4808 | 19.0153 | 30.9229 | 83.6349 | 115.473 | 8.1808 | 1.4808 | 19.0153
U | d180r | 30.9229 | 82.9081 | 117.184 | 7.8323 | 1.4808 | 19.0153 | 30.9229 | 84.4054 | 117.715 | 8.1808 | 1.4808 | 19.0153 | 30.9229 | 83.5398 | 115.264 | 8.1808 | 1.4808 | 19.0153
U | d180s | 30.9229 | 82.0635 | 116.778 | 7.8129 | 1.4808 | 19.0153 | 30.9229 | 84.4054 | 117.715 | 8.1808 | 1.4808 | 19.0153 | 30.9229 | 83.3774 | 114.449 | 8.1808 | 1.4808 | 19.0153
U | d180t | 30.9229 | 80.5873 | 116.428 | 7.7918 | 1.4808 | 19.0153 | 30.9229 | 84.4054 | 117.715 | 8.1808 | 1.4808 | 19.0153 | 30.9229 | 83.2071 | 113.352 | 8.1808 | 1.4808 | 19.0153
U | d180u | 30.5223 | 75.9796 | 115.286 | 7.7802 | 1.4808 | 19.0153 | 30.9229 | 84.4054 | 117.715 | 8.1808 | 1.4808 | 19.0153 | 30.9229 | 82.9489 | 111.171 | 8.1808 | 1.4808 | 19.0153
U | d180v | 29.1625 | 72.1474 | 112.525 | 7.7718 | 1.4808 | 19.0153 | 30.9229 | 84.4054 | 117.715 | 8.1808 | 1.4808 | 19.0153 | 30.9229 | 82.6208 | 108.37 | 8.1808 | 1.4808 | 19.0153
U | d180x | 28.8756 | 70.2683 | 110.203 | 7.7672 | 1.4808 | 19.0153 | 30.9229 | 84.4054 | 117.715 | 8.1808 | 1.4808 | 19.0153 | 30.9229 | 82.364 | 105.649 | 8.1808 | 1.4808 | 19.0153
U | d180y | 27.9983 | 71.0366 | 109.748 | 7.7634 | 1.4808 | 19.0153 | 30.9229 | 84.4054 | 117.715 | 8.1808 | 1.4808 | 19.0153 | 30.9229 | 82.3687 | 106.918 | 8.1808 | 1.4808 | 19.0153
U | d181a | 27.8222 | 70.4341 | 108.875 | 7.7623 | 1.4808 | 19.0153 | 30.9229 | 84.4054 | 117.715 | 8.1808 | 1.4808 | 19.0153 | 30.9229 | 82.3447 | 105.399 | 8.1808 | 1.4808 | 19.0153
U | d181b | 27.8412 | 71.0087 | 109.502 | 7.7619 | 1.4808 | 19.0153 | 30.9229 | 84.4054 | 117.715 | 8.1808 | 1.4808 | 19.0153 | 30.9229 | 82.3741 | 105.274 | 8.1808 | 1.4808 | 19.0153
U | d181c | 28.3265 | 72.5389 | 110.824 | 7.763 | 1.4808 | 19.0153 | 30.9229 | 84.4054 | 117.715 | 8.1808 | 1.4808 | 19.0153 | 30.9229 | 82.5394 | 107.157 | 8.1808 | 1.4808 | 19.0153
U | d181d | 28.1093 | 71.9006 | 109.207 | 7.7636 | 1.4808 | 19.0153 | 30.9229 | 84.4054 | 117.715 | 8.1808 | 1.4808 | 19.0153 | 30.9229 | 82.5755 | 106.41 | 8.1808 | 1.4808 | 19.0153
U | d181e | 29.1171 | 75.2216 | 111.083 | 7.7676 | 1.4808 | 19.0153 | 30.9229 | 84.4054 | 117.715 | 8.1808 | 1.4808 | 19.0153 | 30.9229 | 82.7266 | 108.562 | 8.1808 | 1.4808 | 19.0153
U | d181f | 30.436 | 80.289 | 114.825 | 7.7838 | 1.4808 | 19.0153 | 30.9229 | 84.4054 | 117.715 | 8.1808 | 1.4808 | 19.0153 | 30.9229 | 83.4149 | 113.363 | 8.1808 | 1.4808 | 19.0153
U | d181g | 30.9229 | 83.3512 | 116.478 | 7.8144 | 1.4808 | 19.0153 | 30.9229 | 84.4054 | 117.715 | 8.1808 | 1.4808 | 19.0153 | 30.9229 | 84.1913 | 115.877 | 8.1808 | 1.4808 | 19.0153
U | d181h | 30.9229 | 84.4054 | 117.518 | 7.9373 | 1.4808 | 19.0153 | 30.9229 | 84.4054 | 117.715 | 8.1808 | 1.4808 | 19.0153 | 30.9229 | 84.4054 | 117.715 | 8.1808 | 1.4808 | 19.0153
U | d181i | 30.9229 | 84.4054 | 117.715 | 8.1808 | 1.4808 | 19.0153 | 30.9229 | 84.4054 | 117.715 | 8.1808 | 1.4808 | 19.0153 | 30.9229 | 84.4054 | 117.715 | 8.1808 | 1.4808 | 19.0153
U | d181j | 30.9229 | 84.4054 | 117.715 | 8.1808 | 1.4808 | 19.0153 | 30.9229 | 84.4054 | 117.715 | 8.1808 | 1.4808 | 19.0153 | 30.9229 | 84.4054 | 117.715 | 8.1808 | 1.4808 | 19.0153
U | d181k | 30.9229 | 84.4054 | 117.715 | 8.1808 | 1.4808 | 19.0153 | 30.9229 | 84.4054 | 117.715 | 8.1808 | 1.4808 | 19.0153 | 30.9229 | 84.4054 | 117.715 | 8.1808 | 1.4808 | 19.0153
U | d181l | 30.9229 | 84.4054 | 117.715 | 8.1808 | 1.4808 | 19.0153 | 30.9229 | 84.4054 | 117.715 | 8.1808 | 1.4808 | 19.0153 | 30.9229 | 84.4054 | 117.715 | 8.1808 | 1.4808 | 19.0153
U | d181m | 30.9229 | 84.4054 | 117.715 | 8.1808 | 1.4808 | 19.0153 | 30.9229 | 84.4054 | 117.715 | 8.1808 | 1.4808 | 19.0153 | 30.9229 | 84.4054 | 117.715 | 8.1808 | 1.4808 | 19.0153
U | d181n | 30.9229 | 84.4054 | 117.715 | 8.1808 | 1.4808 | 19.0153 | 30.9229 | 84.4054 | 117.715 | 8.1808 | 1.4808 | 19.0153 | 30.9229 | 84.4054 | 117.715 | 8.1808 | 1.4808 | 19.0153
U | d181o | 30.9229 | 84.4054 | 117.715 | 8.1808 | 1.4808 | 19.0153 | 30.9229 | 84.4054 | 117.715 | 8.1808 | 1.4808 | 19.0153 | 30.9229 | 84.4054 | 117.715 | 8.1808 | 1.4808 | 19.0153
U | d181p | 30.9229 | 84.4054 | 117.715 | 8.1808 | 1.4808 | 19.0153 | 30.9229 | 84.4054 | 117.715 | 8.1808 | 1.4808 | 19.0153 | 30.9229 | 84.4054 | 117.715 | 8.1808 | 1.4808 | 19.0153
U | d181q | 30.9229 | 84.4054 | 117.715 | 8.1808 | 1.4808 | 19.0153 | 30.9229 | 84.4054 | 117.715 | 8.1808 | 1.4808 | 19.0153 | 30.9229 | 84.4054 | 117.715 | 8.1808 | 1.4808 | 19.0153
U | d181r | 30.9229 | 84.4054 | 117.715 | 8.1808 | 1.4808 | 19.0153 | 30.9229 | 84.4054 | 117.715 | 8.1808 | 1.4808 | 19.0153 | 30.9229 | 84.4054 | 117.715 | 8.1808 | 1.4808 | 19.0153
U | d181s | 30.9229 | 84.4054 | 117.715 | 8.1808 | 1.4808 | 19.0153 | 30.9229 | 84.4054 | 117.715 | 8.1808 | 1.4808 | 19.0153 | 30.9229 | 84.4054 | 117.715 | 8.1808 | 1.4808 | 19.0153
U | d181t | 30.9229 | 84.4054 | 117.715 | 8.1808 | 1.4808 | 19.0153 | 30.9229 | 84.4054 | 117.715 | 8.1808 | 1.4808 | 19.0153 | 30.9229 | 84.4054 | 117.715 | 8.1808 | 1.4808 | 19.0153
U | d181u | 30.9229 | 82.5183 | 115.409 | 7.8172 | 1.4808 | 19.0153 | 30.9229 | 84.4054 | 117.715 | 8.1808 | 1.4808 | 19.0153 | 30.9229 | 84.1618 | 115.66 | 8.1808 | 1.4808 | 19.0153
U | d181v | 30.5336 | 80.1042 | 113.142 | 7.7975 | 1.4808 | 19.0153 | 30.9229 | 84.4054 | 117.715 | 8.1808 | 1.4808 | 19.0153 | 30.9229 | 84.1007 | 113.901 | 8.1808 | 1.4808 | 19.0153
U | d181x | 30.0696 | 75.6823 | 108.531 | 7.7853 | 1.4808 | 19.0153 | 30.9229 | 84.4054 | 117.715 | 8.1808 | 1.4808 | 19.0153 | 30.9229 | 83.7356 | 110.486 | 8.1808 | 1.4808 | 19.0153
U | d181y | 29.3765 | 77.0653 | 109.238 | 7.7764 | 1.4808 | 19.0153 | 30.9229 | 84.4054 | 117.715 | 8.1808 | 1.4808 | 19.0153 | 30.9229 | 83.6067 | 108.375 | 8.1808 | 1.4808 | 19.0153
U | d182a | 29.2728 | 78.01 | 110.268 | 7.776 | 1.4808 | 19.0153 | 30.9229 | 84.4054 | 117.715 | 8.1808 | 1.4808 | 19.0153 | 30.9229 | 83.6223 | 108.219 | 8.1808 | 1.4808 | 19.0153
U | d182b | 29.1864 | 78.5517 | 110.918 | 7.7747 | 1.4808 | 19.0153 | 30.9229 | 84.4054 | 117.715 | 8.1808 | 1.4808 | 19.0153 | 30.9229 | 83.6291 | 107.956 | 8.1808 | 1.4808 | 19.0153
U | d182c | 29.3955 | 79.1111 | 111.64 | 7.7745 | 1.4808 | 19.0153 | 30.9229 | 84.4054 | 117.715 | 8.1808 | 1.4808 | 19.0153 | 30.9229 | 83.651 | 108.199 | 8.1808 | 1.4808 | 19.0153
U | d182d | 29.4766 | 79.3019 | 111.562 | 7.7749 | 1.4808 | 19.0153 | 30.9229 | 84.4054 | 117.715 | 8.1808 | 1.4808 | 19.0153 | 30.9229 | 83.673 | 108.789 | 8.1808 | 1.4808 | 19.0153
U | d182e | 30.0918 | 80.7184 | 112.288 | 7.7793 | 1.4808 | 19.0153 | 30.9229 | 84.4054 | 117.715 | 8.1808 | 1.4808 | 19.0153 | 30.9229 | 83.7294 | 109.82 | 8.1808 | 1.4808 | 19.0153
U | d182f | 30.6371 | 82.8804 | 114.821 | 7.798 | 1.4808 | 19.0153 | 30.9229 | 84.4054 | 117.715 | 8.1808 | 1.4808 | 19.0153 | 30.9229 | 84.0405 | 113.128 | 8.1808 | 1.4808 | 19.0153
U | d182g | 30.9229 | 84.0538 | 116.551 | 7.8451 | 1.4808 | 19.0153 | 30.9229 | 84.4054 | 117.715 | 8.1808 | 1.4808 | 19.0153 | 30.9229 | 84.2505 | 115.443 | 8.1808 | 1.4808 | 19.0153
U | d182h | 30.9229 | 84.4054 | 117.674 | 8.077 | 1.4808 | 19.0153 | 30.9229 | 84.4054 | 117.715 | 8.1808 | 1.4808 | 19.0153 | 30.9229 | 84.4054 | 116.45 | 8.1808 | 1.4808 | 19.0153
U | d182i | 30.9229 | 84.4054 | 117.675 | 8.0882 | 1.4808 | 19.0153 | 30.9229 | 84.4054 | 117.715 | 8.1808 | 1.4808 | 19.0153 | 30.9229 | 84.4054 | 116.513 | 8.1808 | 1.4808 | 19.0153
U | d182j | 30.9229 | 84.4054 | 117.674 | 8.0464 | 1.4808 | 19.0153 | 30.9229 | 84.4054 | 117.715 | 8.1808 | 1.4808 | 19.0153 | 30.9229 | 84.4054 | 116.305 | 8.1808 | 1.4808 | 19.0153
U | d182k | 30.9229 | 84.4054 | 117.674 | 8.1157 | 1.4808 | 19.0153 | 30.9229 | 84.4054 | 117.715 | 8.1808 | 1.4808 | 19.0153 | 30.9229 | 84.4054 | 116.293 | 8.1808 | 1.4808 | 19.0153
U | d182l | 30.9229 | 84.4054 | 117.675 | 8.1781 | 1.4808 | 19.0153 | 30.9229 | 84.4054 | 117.715 | 8.1808 | 1.4808 | 19.0153 | 30.9229 | 84.4054 | 116.478 | 8.1808 | 1.4808 | 19.0153
U | d182m | 30.9229 | 84.4054 | 117.675 | 8.1808 | 1.4808 | 19.0153 | 30.9229 | 84.4054 | 117.715 | 8.1808 | 1.4808 | 19.0153 | 30.9229 | 84.4054 | 116.455 | 8.1808 | 1.4808 | 19.0153
U | d182n | 30.9229 | 84.4054 | 117.715 | 8.1808 | 1.4808 | 19.0153 | 30.9229 | 84.4054 | 117.715 | 8.1808 | 1.4808 | 19.0153 | 30.9229 | 84.4054 | 116.678 | 8.1808 | 1.4808 | 19.0153
U | d182o | 30.9229 | 84.4054 | 117.676 | 8.1808 | 1.4808 | 19.0153 | 30.9229 | 84.4054 | 117.715 | 8.1808 | 1.4808 | 19.0153 | 30.9229 | 84.4054 | 116.53 | 8.1808 | 1.4808 | 19.0153
U | d182p | 30.9229 | 84.4054 | 117.685 | 8.1808 | 1.4808 | 19.0153 | 30.9229 | 84.4054 | 117.715 | 8.1808 | 1.4808 | 19.0153 | 30.9229 | 84.4054 | 116.593 | 8.1808 | 1.4808 | 19.0153
U | d182q | 30.9229 | 84.4054 | 117.715 | 8.1808 | 1.4808 | 19.0153 | 30.9229 | 84.4054 | 117.715 | 8.1808 | 1.4808 | 19.0153 | 30.9229 | 84.4054 | 116.828 | 8.1808 | 1.4808 | 19.0153
U | d182r | 30.9229 | 84.4054 | 117.715 | 8.1808 | 1.4808 | 19.0153 | 30.9229 | 84.4054 | 117.715 | 8.1808 | 1.4808 | 19.0153 | 30.9229 | 84.4054 | 117.591 | 8.1808 | 1.4808 | 19.0153
U | d182s | 30.9229 | 84.4054 | 117.674 | 8.1328 | 1.4808 | 19.0153 | 30.9229 | 84.4054 | 117.715 | 8.1808 | 1.4808 | 19.0153 | 30.9229 | 84.4054 | 116.348 | 8.1808 | 1.4808 | 19.0153
U | d182t | 30.8971 | 82.158 | 115.745 | 7.8284 | 1.4808 | 19.0153 | 30.9229 | 84.4054 | 117.715 | 8.1808 | 1.4808 | 19.0153 | 30.9229 | 84.3803 | 115.301 | 8.1808 | 1.4808 | 19.0153
U | d182u | 30.5973 | 78.1962 | 113.012 | 7.8155 | 1.4808 | 19.0153 | 30.9229 | 84.4054 | 117.715 | 8.1808 | 1.4808 | 19.0153 | 30.9229 | 84.1327 | 113.954 | 8.1808 | 1.4808 | 19.0153
U | d182v | 30.2215 | 74.8927 | 110.169 | 7.7997 | 1.4808 | 19.0153 | 30.9229 | 84.4054 | 117.715 | 8.1808 | 1.4808 | 19.0153 | 30.9229 | 84.0276 | 112 | 8.1808 | 1.4808 | 19.0153
U | d182x | 29.9042 | 70.6981 | 106.983 | 7.7866 | 1.4808 | 19.0153 | 30.9229 | 84.4054 | 117.715 | 8.1808 | 1.4808 | 19.0153 | 30.9229 | 83.9428 | 110.264 | 8.1808 | 1.4808 | 19.0153
U | d182y | 28.9063 | 68.7478 | 103.786 | 7.7782 | 1.4808 | 19.0153 | 30.9229 | 84.4054 | 117.715 | 8.1808 | 1.4808 | 19.0153 | 30.9229 | 83.9063 | 108.269 | 8.1808 | 1.4808 | 19.0153
U | d183a | 28.6 | 68.8548 | 103.351 | 7.7783 | 1.4808 | 19.0153 | 30.9229 | 84.4054 | 117.715 | 8.1808 | 1.4808 | 19.0153 | 30.9229 | 83.9095 | 107.67 | 8.1808 | 1.4808 | 19.0153
U | d183b | 28.4827 | 70.2167 | 104.813 | 7.779 | 1.4808 | 19.0153 | 30.9229 | 84.4054 | 117.715 | 8.1808 | 1.4808 | 19.0153 | 30.9229 | 83.9161 | 107.984 | 8.1808 | 1.4808 | 19.0153
U | d183c | 28.5248 | 70.5051 | 105.179 | 7.7784 | 1.4808 | 19.0153 | 30.9229 | 84.4054 | 117.715 | 8.1808 | 1.4808 | 19.0153 | 30.9229 | 83.9247 | 107.981 | 8.1808 | 1.4808 | 19.0153
U | d183d | 28.567 | 70.4948 | 104.961 | 7.7778 | 1.4808 | 19.0153 | 30.9229 | 84.4054 | 117.715 | 8.1808 | 1.4808 | 19.0153 | 30.9229 | 83.9377 | 108.279 | 8.1808 | 1.4808 | 19.0153
U | d183e | 28.8474 | 70.5845 | 104.46 | 7.7779 | 1.4808 | 19.0153 | 30.9229 | 84.4054 | 117.715 | 8.1808 | 1.4808 | 19.0153 | 30.9229 | 83.9724 | 109.653 | 8.1808 | 1.4808 | 19.0153
U | d183f | 28.9824 | 69.893 | 103.988 | 7.7827 | 1.4808 | 19.0153 | 30.9229 | 84.4054 | 117.715 | 8.1808 | 1.4808 | 19.0153 | 30.9229 | 84.0956 | 112.397 | 8.1808 | 1.4808 | 19.0153
U | d183g | 29.8937 | 74.6006 | 108.988 | 7.7957 | 1.4808 | 19.0153 | 30.9229 | 84.4054 | 117.715 | 8.1808 | 1.4808 | 19.0153 | 30.9229 | 84.4054 | 115.424 | 8.1808 | 1.4808 | 19.0153
U | d183h | 30.5218 | 80.1307 | 113.512 | 7.8042 | 1.4808 | 19.0153 | 30.9229 | 84.4054 | 117.715 | 8.1808 | 1.4808 | 19.0153 | 30.9229 | 84.4054 | 116.411 | 8.1808 | 1.4808 | 19.0153
U | d183i | 30.6876 | 80.4198 | 114.098 | 7.8043 | 1.4808 | 19.0153 | 30.9229 | 84.4054 | 117.715 | 8.1808 | 1.4808 | 19.0153 | 30.9229 | 84.4054 | 116.491 | 8.1808 | 1.4808 | 19.0153
U | d183j | 30.5576 | 78.3298 | 112.585 | 7.8002 | 1.4808 | 19.0153 | 30.9229 | 84.4054 | 117.715 | 8.1808 | 1.4808 | 19.0153 | 30.9229 | 84.4054 | 116.335 | 8.1808 | 1.4808 | 19.0153
U | d183k | 30.7776 | 79.0522 | 113.1 | 7.8017 | 1.4808 | 19.0153 | 30.9229 | 84.4054 | 117.715 | 8.1808 | 1.4808 | 19.0153 | 30.9229 | 84.4054 | 116.467 | 8.1808 | 1.4808 | 19.0153
U | d183l | 30.9229 | 79.6059 | 113.517 | 7.8098 | 1.4808 | 19.0153 | 30.9229 | 84.4054 | 117.715 | 8.1808 | 1.4808 | 19.0153 | 30.9229 | 84.4054 | 116.549 | 8.1808 | 1.4808 | 19.0153
U | d183m | 30.9229 | 81.8646 | 114.753 | 7.8756 | 1.4808 | 19.0153 | 30.9229 | 84.4054 | 117.715 | 8.1808 | 1.4808 | 19.0153 | 30.9229 | 84.4054 | 116.782 | 8.1808 | 1.4808 | 19.0153
U | d183n | 30.9229 | 82.2888 | 115.083 | 7.8941 | 1.4808 | 19.0153 | 30.9229 | 84.4054 | 117.715 | 8.1808 | 1.4808 | 19.0153 | 30.9229 | 84.4054 | 116.836 | 8.1808 | 1.4808 | 19.0153
U | d183o | 30.9229 | 81.8844 | 114.641 | 7.8782 | 1.4808 | 19.0153 | 30.9229 | 84.4054 | 117.715 | 8.1808 | 1.4808 | 19.0153 | 30.9229 | 84.4054 | 116.699 | 8.1808 | 1.4808 | 19.0153
U | d183p | 30.9229 | 83.0018 | 115.781 | 7.9284 | 1.4808 | 19.0153 | 30.9229 | 84.4054 | 117.715 | 8.1808 | 1.4808 | 19.0153 | 30.9229 | 84.4054 | 117.091 | 8.1808 | 1.4808 | 19.0153
U | d183q | 30.9229 | 83.5953 | 116.549 | 7.9763 | 1.4808 | 19.0153 | 30.9229 | 84.4054 | 117.715 | 8.1808 | 1.4808 | 19.0153 | 30.9229 | 84.4054 | 117.556 | 8.1808 | 1.4808 | 19.0153
U | d183r | 30.9229 | 83.8712 | 116.832 | 8.0204 | 1.4808 | 19.0153 | 30.9229 | 84.4054 | 117.715 | 8.1808 | 1.4808 | 19.0153 | 30.9229 | 84.4054 | 117.715 | 8.1808 | 1.4808 | 19.0153
U | d183s | 30.9229 | 82.8028 | 115.61 | 7.9439 | 1.4808 | 19.0153 | 30.9229 | 84.4054 | 117.715 | 8.1808 | 1.4808 | 19.0153 | 30.9229 | 84.4054 | 116.958 | 8.1808 | 1.4808 | 19.0153
U | d183t | 30.9229 | 80.705 | 113.924 | 7.854 | 1.4808 | 19.0153 | 30.9229 | 84.4054 | 117.715 | 8.1808 | 1.4808 | 19.0153 | 30.9229 | 84.4054 | 116.445 | 8.1808 | 1.4808 | 19.0153
U | d183u | 30.9229 | 77.8822 | 111.916 | 7.8088 | 1.4808 | 19.0153 | 30.9229 | 84.4054 | 117.715 | 8.1808 | 1.4808 | 19.0153 | 30.9229 | 84.4054 | 116.002 | 8.1808 | 1.4808 | 19.0153
U | d183v | 30.5817 | 75.2478 | 109.576 | 7.7938 | 1.4808 | 19.0153 | 30.9229 | 84.4054 | 117.715 | 8.1808 | 1.4808 | 19.0153 | 30.9229 | 84.4054 | 115.379 | 8.1808 | 1.4808 | 19.0153
U | d183x | 30.0399 | 69.7343 | 103.436 | 7.784 | 1.4808 | 19.0153 | 30.9229 | 84.4054 | 117.715 | 8.1808 | 1.4808 | 19.0153 | 30.9229 | 84.4054 | 113.315 | 8.1808 | 1.4808 | 19.0153
U | d183y | 29.6562 | 70.9317 | 102.961 | 7.7753 | 1.4808 | 19.0153 | 30.9229 | 84.4054 | 117.715 | 8.1808 | 1.4808 | 19.0153 | 30.9229 | 84.4054 | 112.496 | 8.1808 | 1.4808 | 19.0153
U | d184a | 29.3444 | 69.9211 | 102.171 | 7.7722 | 1.4808 | 19.0153 | 30.9229 | 84.4054 | 117.715 | 8.1808 | 1.4808 | 19.0153 | 30.9229 | 84.4054 | 111.756 | 8.1808 | 1.4808 | 19.0153
U | d184b | 29.3195 | 71.116 | 104.464 | 7.7712 | 1.4808 | 19.0153 | 30.9229 | 84.4054 | 117.715 | 8.1808 | 1.4808 | 19.0153 | 30.9229 | 84.4054 | 111.903 | 8.1808 | 1.4808 | 19.0153
U | d184c | 29.2725 | 70.9478 | 104.468 | 7.7705 | 1.4808 | 19.0153 | 30.9229 | 84.4054 | 117.715 | 8.1808 | 1.4808 | 19.0153 | 30.9229 | 84.4054 | 111.831 | 8.1808 | 1.4808 | 19.0153
U | d184d | 29.3669 | 71.0844 | 104.68 | 7.7701 | 1.4808 | 19.0153 | 30.9229 | 84.4054 | 117.715 | 8.1808 | 1.4808 | 19.0153 | 30.9229 | 84.4054 | 112.087 | 8.1808 | 1.4808 | 19.0153
U | d184e | 29.5877 | 71.1937 | 104.235 | 7.7696 | 1.4808 | 19.0153 | 30.9229 | 84.4054 | 117.715 | 8.1808 | 1.4808 | 19.0153 | 30.9229 | 84.4054 | 112.782 | 8.1808 | 1.4808 | 19.0153
U | d184f | 29.8787 | 72.3278 | 106.038 | 7.775 | 1.4808 | 19.0153 | 30.9229 | 84.4054 | 117.715 | 8.1808 | 1.4808 | 19.0153 | 30.9229 | 84.4054 | 115.125 | 8.1808 | 1.4808 | 19.0153
U | d184g | 30.8351 | 78.4233 | 112.315 | 7.7909 | 1.4808 | 19.0153 | 30.9229 | 84.4054 | 117.715 | 8.1808 | 1.4808 | 19.0153 | 30.9229 | 84.4054 | 116.758 | 8.1808 | 1.4808 | 19.0153
U | d184h | 30.9229 | 82.7486 | 115.811 | 7.8309 | 1.4808 | 19.0153 | 30.9229 | 84.4054 | 117.715 | 8.1808 | 1.4808 | 19.0153 | 30.9229 | 84.4054 | 117.715 | 8.1808 | 1.4808 | 19.0153
U | d184i | 30.9229 | 83.3966 | 116.471 | 7.8688 | 1.4808 | 19.0153 | 30.9229 | 84.4054 | 117.715 | 8.1808 | 1.4808 | 19.0153 | 30.9229 | 84.4054 | 117.715 | 8.1808 | 1.4808 | 19.0153
U | d184j | 30.9229 | 83.137 | 116.339 | 7.8609 | 1.4808 | 19.0153 | 30.9229 | 84.4054 | 117.715 | 8.1808 | 1.4808 | 19.0153 | 30.9229 | 84.4054 | 117.715 | 8.1808 | 1.4808 | 19.0153
U | d184k | 30.9229 | 83.4654 | 116.572 | 7.91 | 1.4808 | 19.0153 | 30.9229 | 84.4054 | 117.715 | 8.1808 | 1.4808 | 19.0153 | 30.9229 | 84.4054 | 117.715 | 8.1808 | 1.4808 | 19.0153
U | d184l | 30.9229 | 83.491 | 116.612 | 7.9178 | 1.4808 | 19.0153 | 30.9229 | 84.4054 | 117.715 | 8.1808 | 1.4808 | 19.0153 | 30.9229 | 84.4054 | 117.715 | 8.1808 | 1.4808 | 19.0153
U | d184m | 30.9229 | 83.5255 | 116.615 | 7.9223 | 1.4808 | 19.0153 | 30.9229 | 84.4054 | 117.715 | 8.1808 | 1.4808 | 19.0153 | 30.9229 | 84.4054 | 117.715 | 8.1808 | 1.4808 | 19.0153
U | d184n | 30.9229 | 83.7569 | 116.806 | 7.9475 | 1.4808 | 19.0153 | 30.9229 | 84.4054 | 117.715 | 8.1808 | 1.4808 | 19.0153 | 30.9229 | 84.4054 | 117.715 | 8.1808 | 1.4808 | 19.0153
U | d184o | 30.9229 | 83.7953 | 116.815 | 7.9435 | 1.4808 | 19.0153 | 30.9229 | 84.4054 | 117.715 | 8.1808 | 1.4808 | 19.0153 | 30.9229 | 84.4054 | 117.715 | 8.1808 | 1.4808 | 19.0153
U | d184p | 30.9229 | 84.4054 | 117.715 | 8.1808 | 1.4808 | 19.0153 | 30.9229 | 84.4054 | 117.715 | 8.1808 | 1.4808 | 19.0153 | 30.9229 | 84.4054 | 117.715 | 8.1808 | 1.4808 | 19.0153
U | d184q | 30.9229 | 84.4054 | 117.715 | 8.1808 | 1.4808 | 19.0153 | 30.9229 | 84.4054 | 117.715 | 8.1808 | 1.4808 | 19.0153 | 30.9229 | 84.4054 | 117.715 | 8.1808 | 1.4808 | 19.0153
U | d184r | 30.9229 | 84.4054 | 117.715 | 8.1808 | 1.4808 | 19.0153 | 30.9229 | 84.4054 | 117.715 | 8.1808 | 1.4808 | 19.0153 | 30.9229 | 84.4054 | 117.715 | 8.1808 | 1.4808 | 19.0153
U | d184s | 30.9229 | 83.4036 | 116.612 | 7.9173 | 1.4808 | 19.0153 | 30.9229 | 84.4054 | 117.715 | 8.1808 | 1.4808 | 19.0153 | 30.9229 | 84.4054 | 117.715 | 8.1808 | 1.4808 | 19.0153
U | d184t | 30.9229 | 81.7469 | 115.864 | 7.8419 | 1.4808 | 19.0153 | 30.9229 | 84.4054 | 117.715 | 8.1808 | 1.4808 | 19.0153 | 30.9229 | 84.4054 | 117.609 | 8.1808 | 1.4808 | 19.0153
U | d184u | 30.9229 | 78.8096 | 114.764 | 7.8158 | 1.4808 | 19.0153 | 30.9229 | 84.4054 | 117.715 | 8.1808 | 1.4808 | 19.0153 | 30.9229 | 84.4054 | 116.808 | 8.1808 | 1.4808 | 19.0153
U | d184v | 30.2622 | 75.0844 | 112.482 | 7.7966 | 1.4808 | 19.0153 | 30.9229 | 84.4054 | 117.715 | 8.1808 | 1.4808 | 19.0153 | 30.9229 | 84.4054 | 116.257 | 8.1808 | 1.4808 | 19.0153
U | d184x | 29.0965 | 68.648 | 107.064 | 7.7843 | 1.4808 | 19.0153 | 30.9229 | 84.4054 | 117.715 | 8.1808 | 1.4808 | 19.0153 | 30.9229 | 84.4054 | 114.509 | 8.1808 | 1.4808 | 19.0153
U | d184y | 28.6895 | 69.8116 | 107.042 | 7.7742 | 1.4808 | 19.0153 | 30.9229 | 84.4054 | 117.715 | 8.1808 | 1.4808 | 19.0153 | 30.9229 | 84.4054 | 114.256 | 8.1808 | 1.4808 | 19.0153
U | d185a | 28.1314 | 67.4177 | 106.213 | 7.7686 | 1.4808 | 19.0153 | 30.9229 | 84.4054 | 117.715 | 8.1808 | 1.4808 | 19.0153 | 30.9229 | 84.4054 | 113.784 | 8.1808 | 1.4808 | 19.0153
U | d185b | 28.0283 | 67.3716 | 108.069 | 7.7657 | 1.4808 | 19.0153 | 30.9229 | 84.4054 | 117.715 | 8.1808 | 1.4808 | 19.0153 | 30.9229 | 84.4054 | 113.997 | 8.1808 | 1.4808 | 19.0153
U | d185c | 28.0783 | 66.55 | 108.959 | 7.7641 | 1.4808 | 19.0153 | 30.9229 | 84.4054 | 117.715 | 8.1808 | 1.4808 | 19.0153 | 30.9229 | 84.4054 | 114.081 | 8.1808 | 1.4808 | 19.0153
U | d185d | 28.1769 | 65.5849 | 109.139 | 7.763 | 1.4808 | 19.0153 | 30.9229 | 84.4054 | 117.715 | 8.1808 | 1.4808 | 19.0153 | 30.9229 | 84.4054 | 114.231 | 8.1808 | 1.4808 | 19.0153
U | d185e | 29.1086 | 66.672 | 110.425 | 7.7651 | 1.4808 | 19.0153 | 30.9229 | 84.4054 | 117.715 | 8.1808 | 1.4808 | 19.0153 | 30.9229 | 84.4054 | 115.342 | 8.1808 | 1.4808 | 19.0153
U | d185f | 30.1774 | 70.5066 | 114.197 | 7.7764 | 1.4808 | 19.0153 | 30.9229 | 84.4054 | 117.715 | 8.1808 | 1.4808 | 19.0153 | 30.9229 | 84.4054 | 116.667 | 8.1808 | 1.4808 | 19.0153
U | d185g | 30.9229 | 77.0182 | 116.976 | 7.7966 | 1.4808 | 19.0153 | 30.9229 | 84.4054 | 117.715 | 8.1808 | 1.4808 | 19.0153 | 30.9229 | 84.4054 | 117.715 | 8.1808 | 1.4808 | 19.0153
U | d185h | 30.9229 | 80.6812 | 117.715 | 7.8328 | 1.4808 | 19.0153 | 30.9229 | 84.4054 | 117.715 | 8.1808 | 1.4808 | 19.0153 | 30.9229 | 84.4054 | 117.715 | 8.1808 | 1.4808 | 19.0153
U | d185i | 30.9229 | 81.498 | 117.715 | 7.8461 | 1.4808 | 19.0153 | 30.9229 | 84.4054 | 117.715 | 8.1808 | 1.4808 | 19.0153 | 30.9229 | 84.4054 | 117.715 | 8.1808 | 1.4808 | 19.0153
U | d185j | 30.9229 | 80.6453 | 117.715 | 7.8444 | 1.4808 | 19.0153 | 30.9229 | 84.4054 | 117.715 | 8.1808 | 1.4808 | 19.0153 | 30.9229 | 84.4054 | 117.715 | 8.1808 | 1.4808 | 19.0153
U | d185k | 30.9229 | 80.2978 | 117.715 | 7.8473 | 1.4808 | 19.0153 | 30.9229 | 84.4054 | 117.715 | 8.1808 | 1.4808 | 19.0153 | 30.9229 | 84.4054 | 117.715 | 8.1808 | 1.4808 | 19.0153
U | d185l | 30.9229 | 81.8602 | 117.715 | 7.8856 | 1.4808 | 19.0153 | 30.9229 | 84.4054 | 117.715 | 8.1808 | 1.4808 | 19.0153 | 30.9229 | 84.4054 | 117.715 | 8.1808 | 1.4808 | 19.0153
U | d185m | 30.9229 | 80.7602 | 117.715 | 7.8734 | 1.4808 | 19.0153 | 30.9229 | 84.4054 | 117.715 | 8.1808 | 1.4808 | 19.0153 | 30.9229 | 84.4054 | 117.715 | 8.1808 | 1.4808 | 19.0153
U | d185n | 30.9229 | 83.9354 | 117.715 | 7.9711 | 1.4808 | 19.0153 | 30.9229 | 84.4054 | 117.715 | 8.1808 | 1.4808 | 19.0153 | 30.9229 | 84.4054 | 117.715 | 8.1808 | 1.4808 | 19.0153
U | d185o | 30.9229 | 81.5403 | 117.715 | 7.9081 | 1.4808 | 19.0153 | 30.9229 | 84.4054 | 117.715 | 8.1808 | 1.4808 | 19.0153 | 30.9229 | 84.4054 | 117.715 | 8.1808 | 1.4808 | 19.0153
U | d185p | 30.9229 | 81.3175 | 117.715 | 7.9029 | 1.4808 | 19.0153 | 30.9229 | 84.4054 | 117.715 | 8.1808 | 1.4808 | 19.0153 | 30.9229 | 84.4054 | 117.715 | 8.1808 | 1.4808 | 19.0153
U | d185q | 30.9229 | 83.8258 | 117.715 | 7.9408 | 1.4808 | 19.0153 | 30.9229 | 84.4054 | 117.715 | 8.1808 | 1.4808 | 19.0153 | 30.9229 | 84.4054 | 117.715 | 8.1808 | 1.4808 | 19.0153
U | d185r | 30.9229 | 80.0224 | 117.715 | 7.8686 | 1.4808 | 19.0153 | 30.9229 | 84.4054 | 117.715 | 8.1808 | 1.4808 | 19.0153 | 30.9229 | 84.4054 | 117.715 | 8.1808 | 1.4808 | 19.0153
U | d185s | 30.9229 | 79.9426 | 117.715 | 7.8482 | 1.4808 | 19.0153 | 30.9229 | 84.4054 | 117.715 | 8.1808 | 1.4808 | 19.0153 | 30.9229 | 84.4054 | 117.715 | 8.1808 | 1.4808 | 19.0153
U | d185t | 30.9229 | 73.9576 | 116.611 | 7.8152 | 1.4808 | 19.0153 | 30.9229 | 84.4054 | 117.715 | 8.1808 | 1.4808 | 19.0153 | 30.9229 | 84.4054 | 117.715 | 8.1808 | 1.4808 | 19.0153
U | d185u | 30.8946 | 67.2696 | 113.648 | 7.7906 | 1.4808 | 19.0153 | 30.9229 | 84.4054 | 117.715 | 8.1808 | 1.4808 | 19.0153 | 30.9229 | 84.4054 | 117.086 | 8.1808 | 1.4808 | 19.0153
U | d185v | 28.8938 | 60.1783 | 106.148 | 7.7758 | 1.4808 | 19.0153 | 30.9229 | 84.4054 | 117.715 | 8.1808 | 1.4808 | 19.0153 | 30.9229 | 84.4054 | 115.562 | 8.1808 | 1.4808 | 19.0153
U | d185x | 28.4861 | 58.3354 | 101.822 | 7.767 | 1.4808 | 19.0153 | 30.9229 | 84.4054 | 117.715 | 8.1808 | 1.4808 | 19.0153 | 30.9229 | 84.4054 | 114.601 | 8.1808 | 1.4808 | 19.0153
U | d185y | 27.5695 | 53.8261 | 96.9508 | 7.7653 | 1.4808 | 19.0153 | 30.9229 | 84.4054 | 117.715 | 8.1808 | 1.4808 | 19.0153 | 30.9229 | 84.4054 | 113.396 | 8.1808 | 1.4808 | 19.0153
U | d186a | 26.5738 | 55.0558 | 100.502 | 7.7615 | 1.4808 | 19.0153 | 30.9229 | 84.4054 | 117.715 | 8.1808 | 1.4808 | 19.0153 | 30.9229 | 84.4054 | 113.249 | 8.1808 | 1.4808 | 19.0153
U | d186b | 26.5199 | 55.3304 | 101.689 | 7.7606 | 1.4808 | 19.0153 | 30.9229 | 84.4054 | 117.715 | 8.1808 | 1.4808 | 19.0153 | 30.9229 | 84.4054 | 113.359 | 8.1808 | 1.4808 | 19.0153
U | d186c | 26.1939 | 55.6732 | 102.004 | 7.7597 | 1.4808 | 19.0153 | 30.9229 | 84.4054 | 117.715 | 8.1808 | 1.4808 | 19.0153 | 30.9229 | 84.4054 | 113.31 | 8.1808 | 1.4808 | 19.0153
U | d186d | 26.3222 | 58.0571 | 104.49 | 7.7603 | 1.4808 | 19.0153 | 30.9229 | 84.4054 | 117.715 | 8.1808 | 1.4808 | 19.0153 | 30.9229 | 84.4054 | 113.71 | 8.1808 | 1.4808 | 19.0153
U | d186e | 26.1269 | 58.1446 | 103.484 | 7.762 | 1.4808 | 19.0153 | 30.9229 | 84.4054 | 117.715 | 8.1808 | 1.4808 | 19.0153 | 30.9229 | 84.4054 | 113.452 | 8.1808 | 1.4808 | 19.0153
U | d186f | 27.173 | 62.8823 | 107.513 | 7.7699 | 1.4808 | 19.0153 | 30.9229 | 84.4054 | 117.715 | 8.1808 | 1.4808 | 19.0153 | 30.9229 | 84.4054 | 113.313 | 8.1808 | 1.4808 | 19.0153
U | d186g | 29.8761 | 69.0201 | 112.524 | 7.7911 | 1.4808 | 19.0153 | 30.9229 | 84.4054 | 117.715 | 8.1808 | 1.4808 | 19.0153 | 30.9229 | 84.4054 | 114.512 | 8.1808 | 1.4808 | 19.0153
U | d186h | 30.6847 | 73.351 | 114.441 | 7.8077 | 1.4808 | 19.0153 | 30.9229 | 84.4054 | 117.715 | 8.1808 | 1.4808 | 19.0153 | 30.9229 | 84.4054 | 115.663 | 8.1808 | 1.4808 | 19.0153
U | d186i | 30.9229 | 75.2802 | 115.209 | 7.8238 | 1.4808 | 19.0153 | 30.9229 | 84.4054 | 117.715 | 8.1808 | 1.4808 | 19.0153 | 30.9229 | 84.4054 | 116.21 | 8.1808 | 1.4808 | 19.0153
U | d186j | 30.9229 | 76.1156 | 115.361 | 7.8482 | 1.4808 | 19.0153 | 30.9229 | 84.4054 | 117.715 | 8.1808 | 1.4808 | 19.0153 | 30.9229 | 84.4054 | 116.457 | 8.1808 | 1.4808 | 19.0153
U | d186k | 30.9229 | 74.1194 | 114.828 | 7.8411 | 1.4808 | 19.0153 | 30.9229 | 84.4054 | 117.715 | 8.1808 | 1.4808 | 19.0153 | 30.9229 | 84.4054 | 116.396 | 8.1808 | 1.4808 | 19.0153
U | d186l | 30.9229 | 75.8417 | 115.313 | 7.9009 | 1.4808 | 19.0153 | 30.9229 | 84.4054 | 117.715 | 8.1808 | 1.4808 | 19.0153 | 30.9229 | 84.4054 | 116.566 | 8.1808 | 1.4808 | 19.0153
U | d186m | 30.9229 | 77.1871 | 115.722 | 7.9901 | 1.4808 | 19.0153 | 30.9229 | 84.4054 | 117.715 | 8.1808 | 1.4808 | 19.0153 | 30.9229 | 84.4054 | 116.77 | 8.1808 | 1.4808 | 19.0153
U | d186n | 30.9229 | 76.5829 | 115.556 | 8.0312 | 1.4808 | 19.0153 | 30.9229 | 84.4054 | 117.715 | 8.1808 | 1.4808 | 19.0153 | 30.9229 | 84.4054 | 116.768 | 8.1808 | 1.4808 | 19.0153
U | d186o | 30.9229 | 77.2271 | 116.073 | 8.0502 | 1.4808 | 19.0153 | 30.9229 | 84.4054 | 117.715 | 8.1808 | 1.4808 | 19.0153 | 30.9229 | 84.4054 | 117.066 | 8.1808 | 1.4808 | 19.0153
U | d186p | 30.9229 | 77.8999 | 116.484 | 8.0806 | 1.4808 | 19.0153 | 30.9229 | 84.4054 | 117.715 | 8.1808 | 1.4808 | 19.0153 | 30.9229 | 84.4054 | 117.295 | 8.1808 | 1.4808 | 19.0153
U | d186q | 30.9229 | 77.4617 | 116.149 | 8.1512 | 1.4808 | 19.0153 | 30.9229 | 84.4054 | 117.715 | 8.1808 | 1.4808 | 19.0153 | 30.9229 | 84.4054 | 117.019 | 8.1808 | 1.4808 | 19.0153
U | d186r | 30.9229 | 76.9752 | 115.981 | 8.1808 | 1.4808 | 19.0153 | 30.9229 | 84.4054 | 117.715 | 8.1808 | 1.4808 | 19.0153 | 30.9229 | 84.4054 | 116.993 | 8.1808 | 1.4808 | 19.0153
U | d186s | 30.9229 | 71.6039 | 114.785 | 8.0503 | 1.4808 | 19.0153 | 30.9229 | 84.4054 | 117.715 | 8.1808 | 1.4808 | 19.0153 | 30.9229 | 84.4054 | 116.419 | 8.1808 | 1.4808 | 19.0153
U | d186t | 30.4774 | 67.162 | 112.986 | 7.9141 | 1.4808 | 19.0153 | 30.9229 | 84.4054 | 117.715 | 8.1808 | 1.4808 | 19.0153 | 30.9229 | 84.4054 | 115.944 | 8.1808 | 1.4808 | 19.0153
U | d186u | 28.7866 | 62.0519 | 110.026 | 7.8369 | 1.4808 | 19.0153 | 30.9229 | 84.4054 | 117.715 | 8.1808 | 1.4808 | 19.0153 | 30.9229 | 84.4054 | 115.126 | 8.1808 | 1.4808 | 19.0153
U | d186v | 27.0794 | 60.3401 | 108.439 | 7.8086 | 1.4808 | 19.0153 | 30.9229 | 84.4054 | 117.715 | 8.1808 | 1.4808 | 19.0153 | 30.9229 | 84.4054 | 114.605 | 8.1808 | 1.4808 | 19.0153
U | d186x | 25.1579 | 56.2289 | 103.681 | 7.7874 | 1.4808 | 19.0153 | 30.9229 | 84.4054 | 117.715 | 8.1808 | 1.4808 | 19.0153 | 30.9229 | 84.4054 | 113.726 | 8.1808 | 1.4808 | 19.0153
U | d186y | 23.5826 | 53.226 | 100.611 | 7.7772 | 1.4808 | 19.0153 | 30.9229 | 84.4054 | 117.715 | 8.1808 | 1.4808 | 19.0153 | 30.9229 | 84.4054 | 113.76 | 8.1808 | 1.4808 | 19.0153
U | d187a | 22.7447 | 51.1411 | 98.2993 | 7.7725 | 1.4808 | 19.0153 | 30.9229 | 84.4054 | 117.715 | 8.1808 | 1.4808 | 19.0153 | 30.9229 | 84.4054 | 113.482 | 8.1808 | 1.4808 | 19.0153
U | d187b | 22.3733 | 51.8541 | 99.0679 | 7.772 | 1.4808 | 19.0153 | 30.9229 | 84.4054 | 117.715 | 8.1808 | 1.4808 | 19.0153 | 30.9229 | 84.4054 | 113.576 | 8.1808 | 1.4808 | 19.0153
U | d187c | 22.2023 | 52.6486 | 99.6913 | 7.7714 | 1.4808 | 19.0153 | 30.9229 | 84.4054 | 117.715 | 8.1808 | 1.4808 | 19.0153 | 30.9229 | 84.4054 | 113.617 | 8.1808 | 1.4808 | 19.0153
U | d187d | 22.2535 | 53.3136 | 99.5544 | 7.7729 | 1.4808 | 19.0153 | 30.9229 | 84.4054 | 117.715 | 8.1808 | 1.4808 | 19.0153 | 30.9229 | 84.4054 | 113.652 | 8.1808 | 1.4808 | 19.0153
U | d187e | 22.9038 | 54.6461 | 100.467 | 7.7775 | 1.4808 | 19.0153 | 30.9229 | 84.4054 | 117.715 | 8.1808 | 1.4808 | 19.0153 | 30.9229 | 84.4054 | 113.628 | 8.1808 | 1.4808 | 19.0153
U | d187f | 24.5031 | 60.0944 | 105.515 | 7.7901 | 1.4808 | 19.0153 | 30.9229 | 84.4054 | 117.715 | 8.1808 | 1.4808 | 19.0153 | 30.9229 | 84.4054 | 113.626 | 8.1808 | 1.4808 | 19.0153
U | d187g | 25.8463 | 64.1953 | 109.166 | 7.8272 | 1.4808 | 19.0153 | 30.9229 | 84.4054 | 117.715 | 8.1808 | 1.4808 | 19.0153 | 30.9229 | 84.4054 | 114.136 | 8.1808 | 1.4808 | 19.0153
U | d187h | 28.762 | 71.0868 | 113.553 | 7.9047 | 1.4808 | 19.0153 | 30.9229 | 84.4054 | 117.715 | 8.1808 | 1.4808 | 19.0153 | 30.9229 | 84.4054 | 115.377 | 8.1808 | 1.4808 | 19.0153
U | d187i | 29.4088 | 72.5059 | 114.266 | 7.951 | 1.4808 | 19.0153 | 30.9229 | 84.4054 | 117.715 | 8.1808 | 1.4808 | 19.0153 | 30.9229 | 84.4054 | 115.983 | 8.1808 | 1.4808 | 19.0153
U | d187j | 29.8857 | 73.6305 | 114.531 | 8.0534 | 1.4808 | 19.0153 | 30.9229 | 84.4054 | 117.715 | 8.1808 | 1.4808 | 19.0153 | 30.9229 | 84.4054 | 116.434 | 8.1808 | 1.4808 | 19.0153
U | d187k | 30.0294 | 74.6651 | 115.063 | 8.1554 | 1.4808 | 19.0153 | 30.9229 | 84.4054 | 117.715 | 8.1808 | 1.4808 | 19.0153 | 30.9229 | 84.4054 | 116.748 | 8.1808 | 1.4808 | 19.0153
U | d187l | 30.2389 | 75.7172 | 115.339 | 8.1143 | 1.4808 | 19.0153 | 30.9229 | 84.4054 | 117.715 | 8.1808 | 1.4808 | 19.0153 | 30.9229 | 84.4054 | 116.868 | 8.1808 | 1.4808 | 19.0153
U | d187m | 30.8082 | 79.4145 | 116.002 | 8.1808 | 1.4808 | 19.0153 | 30.9229 | 84.4054 | 117.715 | 8.1808 | 1.4808 | 19.0153 | 30.9229 | 84.4054 | 117.324 | 8.1808 | 1.4808 | 19.0153
U | d187n | 30.706 | 79.0246 | 115.865 | 8.1476 | 1.4808 | 19.0153 | 30.9229 | 84.4054 | 117.715 | 8.1808 | 1.4808 | 19.0153 | 30.9229 | 84.4054 | 117.031 | 8.1808 | 1.4808 | 19.0153
U | d187o | 30.8297 | 80.9514 | 116.468 | 8.1544 | 1.4808 | 19.0153 | 30.9229 | 84.4054 | 117.715 | 8.1808 | 1.4808 | 19.0153 | 30.9229 | 84.4054 | 117.374 | 8.1808 | 1.4808 | 19.0153
U | d187p | 30.8318 | 81.306 | 116.507 | 8.1328 | 1.4808 | 19.0153 | 30.9229 | 84.4054 | 117.715 | 8.1808 | 1.4808 | 19.0153 | 30.9229 | 84.4054 | 117.185 | 8.1808 | 1.4808 | 19.0153
U | d187q | 30.9229 | 84.0813 | 117.715 | 8.1808 | 1.4808 | 19.0153 | 30.9229 | 84.4054 | 117.715 | 8.1808 | 1.4808 | 19.0153 | 30.9229 | 84.4054 | 117.715 | 8.1808 | 1.4808 | 19.0153
U | d187r | 30.9229 | 81.6686 | 116.426 | 8.1808 | 1.4808 | 19.0153 | 30.9229 | 84.4054 | 117.715 | 8.1808 | 1.4808 | 19.0153 | 30.9229 | 84.4054 | 117.162 | 8.1808 | 1.4808 | 19.0153
U | d187s | 30.8533 | 80.1817 | 115.786 | 8.1736 | 1.4808 | 19.0153 | 30.9229 | 84.4054 | 117.715 | 8.1808 | 1.4808 | 19.0153 | 30.9229 | 84.4054 | 116.883 | 8.1808 | 1.4808 | 19.0153
U | d187t | 30.4117 | 77.8936 | 115.088 | 7.9712 | 1.4808 | 19.0153 | 30.9229 | 84.4054 | 117.715 | 8.1808 | 1.4808 | 19.0153 | 30.9229 | 84.4054 | 116.695 | 8.1808 | 1.4808 | 19.0153
U | d187u | 28.1586 | 72.5115 | 113.391 | 7.8427 | 1.4808 | 19.0153 | 30.9229 | 84.4054 | 117.715 | 8.1808 | 1.4808 | 19.0153 | 30.9229 | 84.4054 | 116.226 | 8.1808 | 1.4808 | 19.0153
U | d187v | 25.5674 | 69.1673 | 111.555 | 7.8045 | 1.4808 | 19.0153 | 30.9229 | 84.4054 | 117.715 | 8.1808 | 1.4808 | 19.0153 | 30.9229 | 84.4054 | 115.564 | 8.1808 | 1.4808 | 19.0153
U | d187x | 22.7243 | 64.8218 | 108.945 | 7.784 | 1.4808 | 19.0153 | 30.9229 | 84.4054 | 117.715 | 8.1808 | 1.4808 | 19.0153 | 30.9229 | 84.4054 | 114.921 | 8.1808 | 1.4808 | 19.0153
U | d187y | 20.941 | 60.7953 | 105.631 | 7.7738 | 1.4808 | 19.0153 | 30.9229 | 84.4054 | 117.715 | 8.1808 | 1.4808 | 19.0153 | 30.9229 | 84.4054 | 115.095 | 8.1808 | 1.4808 | 19.0153
U | d188a | 20.3725 | 59.6696 | 105.73 | 7.7714 | 1.4808 | 19.0153 | 30.9229 | 84.4054 | 117.715 | 8.1808 | 1.4808 | 19.0153 | 30.9229 | 84.4054 | 115.147 | 8.1808 | 1.4808 | 19.0153
U | d188b | 20.0997 | 59.8607 | 106.61 | 7.7709 | 1.4808 | 19.0153 | 30.9229 | 84.4054 | 117.715 | 8.1808 | 1.4808 | 19.0153 | 30.9229 | 84.4054 | 115.31 | 8.1808 | 1.4808 | 19.0153
U | d188c | 19.9368 | 59.3873 | 106.54 | 7.7717 | 1.4808 | 19.0153 | 30.9229 | 84.4054 | 117.715 | 8.1808 | 1.4808 | 19.0153 | 30.9229 | 84.4054 | 115.313 | 8.1808 | 1.4808 | 19.0153
U | d188d | 19.7942 | 59.101 | 106.231 | 7.7717 | 1.4808 | 19.0153 | 30.9229 | 84.4054 | 117.715 | 8.1808 | 1.4808 | 19.0153 | 30.9229 | 84.4054 | 115.316 | 8.1808 | 1.4808 | 19.0153
U | d188e | 20.0615 | 59.3685 | 106.702 | 7.7754 | 1.4808 | 19.0153 | 30.9229 | 84.4054 | 117.715 | 8.1808 | 1.4808 | 19.0153 | 30.9229 | 84.4054 | 115.818 | 8.1808 | 1.4808 | 19.0153
U | d188f | 21.4242 | 64.0717 | 110.734 | 7.7851 | 1.4808 | 19.0153 | 30.9229 | 84.4054 | 117.715 | 8.1808 | 1.4808 | 19.0153 | 30.9229 | 84.4054 | 116.585 | 8.1808 | 1.4808 | 19.0153
U | d188g | 23.6981 | 68.0329 | 113.274 | 7.8148 | 1.4808 | 19.0153 | 30.9229 | 84.4054 | 117.715 | 8.1808 | 1.4808 | 19.0153 | 30.9229 | 84.4054 | 117.62 | 8.1808 | 1.4808 | 19.0153
U | d188h | 27.357 | 74.37 | 115.695 | 7.8654 | 1.4808 | 19.0153 | 30.9229 | 84.4054 | 117.715 | 8.1808 | 1.4808 | 19.0153 | 30.9229 | 84.4054 | 117.715 | 8.1808 | 1.4808 | 19.0153
U | d188i | 28.1223 | 73.3815 | 115.741 | 7.9099 | 1.4808 | 19.0153 | 30.9229 | 84.4054 | 117.715 | 8.1808 | 1.4808 | 19.0153 | 30.9229 | 84.4054 | 117.715 | 8.1808 | 1.4808 | 19.0153
U | d188j | 27.72 | 68.6554 | 114.535 | 7.9359 | 1.4808 | 19.0153 | 30.9229 | 84.4054 | 117.715 | 8.1808 | 1.4808 | 19.0153 | 30.9229 | 84.4054 | 117.715 | 8.1808 | 1.4808 | 19.0153
U | d188k | 27.9283 | 67.1205 | 113.65 | 7.9408 | 1.4808 | 19.0153 | 30.9229 | 84.4054 | 117.715 | 8.1808 | 1.4808 | 19.0153 | 30.9229 | 84.4054 | 117.715 | 8.1808 | 1.4808 | 19.0153
U | d188l | 28.7923 | 68.1158 | 114.104 | 8.0002 | 1.4808 | 19.0153 | 30.9229 | 84.4054 | 117.715 | 8.1808 | 1.4808 | 19.0153 | 30.9229 | 84.4054 | 117.715 | 8.1808 | 1.4808 | 19.0153
U | d188m | 30.1991 | 70.2198 | 114.632 | 8.1175 | 1.4808 | 19.0153 | 30.9229 | 84.4054 | 117.715 | 8.1808 | 1.4808 | 19.0153 | 30.9229 | 84.4054 | 117.715 | 8.1808 | 1.4808 | 19.0153
U | d188n | 29.5938 | 69.1974 | 114.196 | 8.0745 | 1.4808 | 19.0153 | 30.9229 | 84.4054 | 117.715 | 8.1808 | 1.4808 | 19.0153 | 30.9229 | 84.4054 | 117.715 | 8.1808 | 1.4808 | 19.0153
U | d188o | 29.7902 | 70.8016 | 114.792 | 8.1007 | 1.4808 | 19.0153 | 30.9229 | 84.4054 | 117.715 | 8.1808 | 1.4808 | 19.0153 | 30.9229 | 84.4054 | 117.715 | 8.1808 | 1.4808 | 19.0153
U | d188p | 30.1809 | 73.9344 | 115.518 | 8.1303 | 1.4808 | 19.0153 | 30.9229 | 84.4054 | 117.715 | 8.1808 | 1.4808 | 19.0153 | 30.9229 | 84.4054 | 117.715 | 8.1808 | 1.4808 | 19.0153
U | d188q | 30.674 | 78.0865 | 116.582 | 8.1808 | 1.4808 | 19.0153 | 30.9229 | 84.4054 | 117.715 | 8.1808 | 1.4808 | 19.0153 | 30.9229 | 84.4054 | 117.715 | 8.1808 | 1.4808 | 19.0153
U | d188r | 30.6719 | 77.6012 | 116.407 | 8.1808 | 1.4808 | 19.0153 | 30.9229 | 84.4054 | 117.715 | 8.1808 | 1.4808 | 19.0153 | 30.9229 | 84.4054 | 117.715 | 8.1808 | 1.4808 | 19.0153
U | d188s | 29.944 | 74.5778 | 115.421 | 8.1803 | 1.4808 | 19.0153 | 30.9229 | 84.4054 | 117.715 | 8.1808 | 1.4808 | 19.0153 | 30.9229 | 84.4054 | 117.715 | 8.1808 | 1.4808 | 19.0153
U | d188t | 28.1194 | 69.303 | 113.915 | 7.9465 | 1.4808 | 19.0153 | 30.9229 | 84.4054 | 117.715 | 8.1808 | 1.4808 | 19.0153 | 30.9229 | 84.4054 | 117.715 | 8.1808 | 1.4808 | 19.0153
U | d188u | 24.9546 | 62.9115 | 111.449 | 7.8445 | 1.4808 | 19.0153 | 30.9229 | 84.4054 | 117.715 | 8.1808 | 1.4808 | 19.0153 | 30.9229 | 84.4054 | 117.088 | 8.1808 | 1.4808 | 19.0153
U | d188v | 22.7368 | 55.5691 | 104.962 | 7.8059 | 1.4808 | 19.0153 | 30.9229 | 84.4054 | 117.715 | 8.1808 | 1.4808 | 19.0153 | 30.9229 | 84.4054 | 116.31 | 8.1808 | 1.4808 | 19.0153
U | d188x | 21.6721 | 53.5945 | 103.325 | 7.7876 | 1.4808 | 19.0153 | 30.9229 | 84.4054 | 117.715 | 8.1808 | 1.4808 | 19.0153 | 30.9229 | 84.4054 | 115.997 | 8.1808 | 1.4808 | 19.0153
U | d188y | 19.6628 | 48.9475 | 97.0304 | 7.7747 | 1.4808 | 19.0153 | 30.9229 | 84.4054 | 117.715 | 8.1808 | 1.4808 | 19.0153 | 30.9229 | 84.4054 | 115.448 | 8.1808 | 1.4808 | 19.0153
U | d189a | 19.3208 | 48.4275 | 96.5185 | 7.7749 | 1.4808 | 19.0153 | 30.9229 | 84.4054 | 117.715 | 8.1808 | 1.4808 | 19.0153 | 30.9229 | 84.4054 | 115.415 | 8.1808 | 1.4808 | 19.0153
U | d189b | 19.1789 | 49.9336 | 98.8649 | 7.7755 | 1.4808 | 19.0153 | 30.9229 | 84.4054 | 117.715 | 8.1808 | 1.4808 | 19.0153 | 30.9229 | 84.4054 | 115.512 | 8.1808 | 1.4808 | 19.0153
U | d189c | 19.1463 | 50.7218 | 99.3905 | 7.7768 | 1.4808 | 19.0153 | 30.9229 | 84.4054 | 117.715 | 8.1808 | 1.4808 | 19.0153 | 30.9229 | 84.4054 | 115.579 | 8.1808 | 1.4808 | 19.0153
U | d189d | 19.0702 | 50.9106 | 98.8609 | 7.7783 | 1.4808 | 19.0153 | 30.9229 | 84.4054 | 117.715 | 8.1808 | 1.4808 | 19.0153 | 30.9229 | 84.4054 | 115.589 | 8.1808 | 1.4808 | 19.0153
U | d189e | 19.6549 | 51.8825 | 99.4263 | 7.7856 | 1.4808 | 19.0153 | 30.9229 | 84.4054 | 117.715 | 8.1808 | 1.4808 | 19.0153 | 30.9229 | 84.4054 | 116.133 | 8.1808 | 1.4808 | 19.0153
U | d189f | 21.024 | 56.302 | 103.076 | 7.799 | 1.4808 | 19.0153 | 30.9229 | 84.4054 | 117.715 | 8.1808 | 1.4808 | 19.0153 | 30.9229 | 84.4054 | 116.88 | 8.1808 | 1.4808 | 19.0153
U | d189g | 23.4968 | 61.656 | 107.962 | 7.8526 | 1.4808 | 19.0153 | 30.9229 | 84.4054 | 117.715 | 8.1808 | 1.4808 | 19.0153 | 30.9229 | 84.4054 | 117.54 | 8.1808 | 1.4808 | 19.0153
U | d189h | 24.8805 | 68.7673 | 113.217 | 7.9078 | 1.4808 | 19.0153 | 30.9229 | 84.4054 | 117.715 | 8.1808 | 1.4808 | 19.0153 | 30.9229 | 84.4054 | 117.715 | 8.1808 | 1.4808 | 19.0153
U | d189i | 24.6331 | 65.4823 | 111.124 | 7.9005 | 1.4808 | 19.0153 | 30.9229 | 84.4054 | 117.715 | 8.1808 | 1.4808 | 19.0153 | 30.9229 | 84.4054 | 117.715 | 8.1808 | 1.4808 | 19.0153
U | d189j | 24.8619 | 61.6633 | 106.915 | 7.9039 | 1.4808 | 19.0153 | 30.9229 | 84.4054 | 117.715 | 8.1808 | 1.4808 | 19.0153 | 30.9229 | 84.4054 | 117.715 | 8.1808 | 1.4808 | 19.0153
U | d189k | 25.3329 | 59.3808 | 105.196 | 7.8699 | 1.4808 | 19.0153 | 30.9229 | 84.4054 | 117.715 | 8.1808 | 1.4808 | 19.0153 | 30.9229 | 84.4054 | 117.715 | 8.1808 | 1.4808 | 19.0153
U | d189l | 26.4061 | 58.5087 | 104.793 | 7.8725 | 1.4808 | 19.0153 | 30.9229 | 84.4054 | 117.715 | 8.1808 | 1.4808 | 19.0153 | 30.9229 | 84.4054 | 117.715 | 8.1808 | 1.4808 | 19.0153
U | d189m | 26.8028 | 58.7124 | 106.191 | 7.8649 | 1.4808 | 19.0153 | 30.9229 | 84.4054 | 117.715 | 8.1808 | 1.4808 | 19.0153 | 30.9229 | 84.4054 | 117.715 | 8.1808 | 1.4808 | 19.0153
U | d189n | 26.8872 | 59.4126 | 107.628 | 7.8654 | 1.4808 | 19.0153 | 30.9229 | 84.4054 | 117.715 | 8.1808 | 1.4808 | 19.0153 | 30.9229 | 84.4054 | 117.715 | 8.1808 | 1.4808 | 19.0153
U | d189o | 27.0684 | 60.5233 | 109.618 | 7.8651 | 1.4808 | 19.0153 | 30.9229 | 84.4054 | 117.715 | 8.1808 | 1.4808 | 19.0153 | 30.9229 | 84.4054 | 117.715 | 8.1808 | 1.4808 | 19.0153
U | d189p | 28.7899 | 68.264 | 114.222 | 7.9194 | 1.4808 | 19.0153 | 30.9229 | 84.4054 | 117.715 | 8.1808 | 1.4808 | 19.0153 | 30.9229 | 84.4054 | 117.715 | 8.1808 | 1.4808 | 19.0153
U | d189q | 29.6153 | 72.7821 | 115.552 | 8.0777 | 1.4808 | 19.0153 | 30.9229 | 84.4054 | 117.715 | 8.1808 | 1.4808 | 19.0153 | 30.9229 | 84.4054 | 117.715 | 8.1808 | 1.4808 | 19.0153
U | d189r | 29.1501 | 70.55 | 114.392 | 8.0607 | 1.4808 | 19.0153 | 30.9229 | 84.4054 | 117.715 | 8.1808 | 1.4808 | 19.0153 | 30.9229 | 84.4054 | 117.715 | 8.1808 | 1.4808 | 19.0153
U | d189s | 26.5281 | 66.1495 | 111.367 | 7.9398 | 1.4808 | 19.0153 | 30.9229 | 84.4054 | 117.715 | 8.1808 | 1.4808 | 19.0153 | 30.9229 | 84.4054 | 117.715 | 8.1808 | 1.4808 | 19.0153
U | d189t | 24.5327 | 60.1124 | 105.683 | 7.8594 | 1.4808 | 19.0153 | 30.9229 | 84.4054 | 117.715 | 8.1808 | 1.4808 | 19.0153 | 30.9229 | 84.4054 | 117.123 | 8.1808 | 1.4808 | 19.0153
U | d189u | 24.2884 | 60.1928 | 106.944 | 7.8423 | 1.4808 | 19.0153 | 30.9229 | 84.4054 | 117.715 | 8.1808 | 1.4808 | 19.0153 | 30.9229 | 84.4054 | 116.898 | 8.1808 | 1.4808 | 19.0153
U | d189v | 23.4315 | 57.8082 | 104.296 | 7.8195 | 1.4808 | 19.0153 | 30.9229 | 84.4054 | 117.715 | 8.1808 | 1.4808 | 19.0153 | 30.9229 | 84.4054 | 116.608 | 8.1808 | 1.4808 | 19.0153
U | d189x | 21.7088 | 54.0648 | 99.784 | 7.7938 | 1.4808 | 19.0153 | 30.9229 | 84.4054 | 117.715 | 8.1808 | 1.4808 | 19.0153 | 30.9229 | 84.4054 | 115.929 | 8.1808 | 1.4808 | 19.0153
U | d189y | 20.3965 | 49.1495 | 92.9684 | 7.782 | 1.4808 | 19.0153 | 30.9229 | 84.4054 | 117.715 | 8.1808 | 1.4808 | 19.0153 | 30.9229 | 84.4054 | 115.557 | 8.1808 | 1.4808 | 19.0153
U | d190a | 20.1384 | 49.418 | 92.9946 | 7.7822 | 1.4808 | 19.0153 | 30.9229 | 84.4054 | 117.715 | 8.1808 | 1.4808 | 19.0153 | 30.9229 | 84.4054 | 115.564 | 8.1808 | 1.4808 | 19.0153
U | d190b | 20.0411 | 51.0952 | 95.4612 | 7.7828 | 1.4808 | 19.0153 | 30.9229 | 84.4054 | 117.715 | 8.1808 | 1.4808 | 19.0153 | 30.9229 | 84.4054 | 115.68 | 8.1808 | 1.4808 | 19.0153
U | d190c | 20.1696 | 51.9807 | 96.7839 | 7.7837 | 1.4808 | 19.0153 | 30.9229 | 84.4054 | 117.715 | 8.1808 | 1.4808 | 19.0153 | 30.9229 | 84.4054 | 115.757 | 8.1808 | 1.4808 | 19.0153
U | d190d | 20.4694 | 51.9013 | 96.7368 | 7.7847 | 1.4808 | 19.0153 | 30.9229 | 84.4054 | 117.715 | 8.1808 | 1.4808 | 19.0153 | 30.9229 | 84.4054 | 115.799 | 8.1808 | 1.4808 | 19.0153
U | d190e | 20.6972 | 50.9802 | 95.7156 | 7.7833 | 1.4808 | 19.0153 | 30.9229 | 84.4054 | 117.715 | 8.1808 | 1.4808 | 19.0153 | 30.9229 | 84.4054 | 116.303 | 8.1808 | 1.4808 | 19.0153
U | d190f | 21.4726 | 52.0737 | 96.4486 | 7.7878 | 1.4808 | 19.0153 | 30.9229 | 84.4054 | 117.715 | 8.1808 | 1.4808 | 19.0153 | 30.9229 | 84.4054 | 116.923 | 8.1808 | 1.4808 | 19.0153
U | d190g | 23.1826 | 57.6183 | 102.116 | 7.8036 | 1.4808 | 19.0153 | 30.9229 | 84.4054 | 117.715 | 8.1808 | 1.4808 | 19.0153 | 30.9229 | 84.4054 | 117.715 | 8.1808 | 1.4808 | 19.0153
U | d190h | 25.2862 | 64.4346 | 109.236 | 7.8333 | 1.4808 | 19.0153 | 30.9229 | 84.4054 | 117.715 | 8.1808 | 1.4808 | 19.0153 | 30.9229 | 84.4054 | 117.715 | 8.1808 | 1.4808 | 19.0153
U | d190i | 26.0637 | 65.607 | 109.634 | 7.8529 | 1.4808 | 19.0153 | 30.9229 | 84.4054 | 117.715 | 8.1808 | 1.4808 | 19.0153 | 30.9229 | 84.4054 | 117.715 | 8.1808 | 1.4808 | 19.0153
U | d190j | 26.3196 | 61.4691 | 104.005 | 7.8679 | 1.4808 | 19.0153 | 30.9229 | 84.4054 | 117.715 | 8.1808 | 1.4808 | 19.0153 | 30.9229 | 84.4054 | 117.715 | 8.1808 | 1.4808 | 19.0153
U | d190k | 26.8783 | 57.0234 | 97.8713 | 7.8753 | 1.4808 | 19.0153 | 30.9229 | 84.4054 | 117.715 | 8.1808 | 1.4808 | 19.0153 | 30.9229 | 84.4054 | 117.715 | 8.1808 | 1.4808 | 19.0153
U | d190l | 29.086 | 58.4688 | 97.979 | 7.9054 | 1.4808 | 19.0153 | 30.9229 | 84.4054 | 117.715 | 8.1808 | 1.4808 | 19.0153 | 30.9229 | 84.4054 | 117.715 | 8.1808 | 1.4808 | 19.0153
U | d190m | 30.2634 | 59.2326 | 102.363 | 7.9448 | 1.4808 | 19.0153 | 30.9229 | 84.4054 | 117.715 | 8.1808 | 1.4808 | 19.0153 | 30.9229 | 84.4054 | 117.715 | 8.1808 | 1.4808 | 19.0153
U | d190n | 30.5435 | 62.1301 | 103.593 | 7.9329 | 1.4808 | 19.0153 | 30.9229 | 84.4054 | 117.715 | 8.1808 | 1.4808 | 19.0153 | 30.9229 | 84.4054 | 117.715 | 8.1808 | 1.4808 | 19.0153
U | d190o | 30.7559 | 66.7234 | 107.879 | 7.9527 | 1.4808 | 19.0153 | 30.9229 | 84.4054 | 117.715 | 8.1808 | 1.4808 | 19.0153 | 30.9229 | 84.4054 | 117.715 | 8.1808 | 1.4808 | 19.0153
U | d190p | 30.9229 | 73.581 | 112.502 | 8.1288 | 1.4808 | 19.0153 | 30.9229 | 84.4054 | 117.715 | 8.1808 | 1.4808 | 19.0153 | 30.9229 | 84.4054 | 117.715 | 8.1808 | 1.4808 | 19.0153
U | d190q | 30.9229 | 78.3454 | 114.523 | 8.1808 | 1.4808 | 19.0153 | 30.9229 | 84.4054 | 117.715 | 8.1808 | 1.4808 | 19.0153 | 30.9229 | 84.4054 | 117.715 | 8.1808 | 1.4808 | 19.0153
U | d190r | 30.9229 | 80.4041 | 115.362 | 8.1808 | 1.4808 | 19.0153 | 30.9229 | 84.4054 | 117.715 | 8.1808 | 1.4808 | 19.0153 | 30.9229 | 84.4054 | 117.715 | 8.1808 | 1.4808 | 19.0153
U | d190s | 30.9229 | 76.8919 | 113 | 8.1436 | 1.4808 | 19.0153 | 30.9229 | 84.4054 | 117.715 | 8.1808 | 1.4808 | 19.0153 | 30.9229 | 84.4054 | 117.715 | 8.1808 | 1.4808 | 19.0153
U | d190t | 30.9229 | 76.712 | 113.203 | 8.0715 | 1.4808 | 19.0153 | 30.9229 | 84.4054 | 117.715 | 8.1808 | 1.4808 | 19.0153 | 30.9229 | 84.4054 | 117.715 | 8.1808 | 1.4808 | 19.0153
U | d190u | 30.665 | 72.0369 | 109.895 | 7.8471 | 1.4808 | 19.0153 | 30.9229 | 84.4054 | 117.715 | 8.1808 | 1.4808 | 19.0153 | 30.9229 | 84.4054 | 117.412 | 8.1808 | 1.4808 | 19.0153
U | d190v | 29.5394 | 69.1164 | 106.355 | 7.8052 | 1.4808 | 19.0153 | 30.9229 | 84.4054 | 117.715 | 8.1808 | 1.4808 | 19.0153 | 30.9229 | 84.4054 | 117.322 | 8.1808 | 1.4808 | 19.0153
U | d190x | 27.653 | 66.8581 | 104.23 | 7.7885 | 1.4808 | 19.0153 | 30.9229 | 84.4054 | 117.715 | 8.1808 | 1.4808 | 19.0153 | 30.9229 | 84.4054 | 116.655 | 8.1808 | 1.4808 | 19.0153
U | d190y | 27.0199 | 63.8164 | 101.06 | 7.7785 | 1.4808 | 19.0153 | 30.9229 | 84.4054 | 117.715 | 8.1808 | 1.4808 | 19.0153 | 30.9229 | 84.4054 | 116.085 | 8.1808 | 1.4808 | 19.0153
U | d191a | 26.397 | 61.9416 | 98.7523 | 7.7747 | 1.4808 | 19.0153 | 30.9229 | 84.4054 | 117.715 | 8.1808 | 1.4808 | 19.0153 | 30.9229 | 84.4054 | 115.992 | 8.1808 | 1.4808 | 19.0153
U | d191b | 25.9288 | 62.0543 | 100.157 | 7.7721 | 1.4808 | 19.0153 | 30.9229 | 84.4054 | 117.715 | 8.1808 | 1.4808 | 19.0153 | 30.9229 | 84.4054 | 116.286 | 8.1808 | 1.4808 | 19.0153
U | d191c | 25.2748 | 61.4829 | 100.268 | 7.7706 | 1.4808 | 19.0153 | 30.9229 | 84.4054 | 117.715 | 8.1808 | 1.4808 | 19.0153 | 30.9229 | 84.4054 | 116.455 | 8.1808 | 1.4808 | 19.0153
U | d191d | 24.8222 | 61.3026 | 100.637 | 7.7713 | 1.4808 | 19.0153 | 30.9229 | 84.4054 | 117.715 | 8.1808 | 1.4808 | 19.0153 | 30.9229 | 84.4054 | 116.547 | 8.1808 | 1.4808 | 19.0153
U | d191e | 24.6485 | 60.4852 | 100.784 | 7.7724 | 1.4808 | 19.0153 | 30.9229 | 84.4054 | 117.715 | 8.1808 | 1.4808 | 19.0153 | 30.9229 | 84.4054 | 117.242 | 8.1808 | 1.4808 | 19.0153
U | d191f | 25.0669 | 61.4209 | 102.626 | 7.7769 | 1.4808 | 19.0153 | 30.9229 | 84.4054 | 117.715 | 8.1808 | 1.4808 | 19.0153 | 30.9229 | 84.4054 | 117.369 | 8.1808 | 1.4808 | 19.0153
U | d191g | 26.254 | 65.1876 | 107.474 | 7.7897 | 1.4808 | 19.0153 | 30.9229 | 84.4054 | 117.715 | 8.1808 | 1.4808 | 19.0153 | 30.9229 | 84.4054 | 117.715 | 8.1808 | 1.4808 | 19.0153
U | d191h | 29.5322 | 72.4492 | 113.769 | 7.827 | 1.4808 | 19.0153 | 30.9229 | 84.4054 | 117.715 | 8.1808 | 1.4808 | 19.0153 | 30.9229 | 84.4054 | 117.715 | 8.1808 | 1.4808 | 19.0153
U | d191i | 29.4776 | 70.875 | 113.207 | 7.8482 | 1.4808 | 19.0153 | 30.9229 | 84.4054 | 117.715 | 8.1808 | 1.4808 | 19.0153 | 30.9229 | 84.4054 | 117.715 | 8.1808 | 1.4808 | 19.0153
U | d191j | 29.5833 | 68.7604 | 111.873 | 7.8987 | 1.4808 | 19.0153 | 30.9229 | 84.4054 | 117.715 | 8.1808 | 1.4808 | 19.0153 | 30.9229 | 84.4054 | 117.715 | 8.1808 | 1.4808 | 19.0153
U | d191k | 29.4546 | 70.9438 | 113.147 | 7.9421 | 1.4808 | 19.0153 | 30.9229 | 84.4054 | 117.715 | 8.1808 | 1.4808 | 19.0153 | 30.9229 | 84.4054 | 117.715 | 8.1808 | 1.4808 | 19.0153
U | d191l | 29.1562 | 69.785 | 112.189 | 7.9469 | 1.4808 | 19.0153 | 30.9229 | 84.4054 | 117.715 | 8.1808 | 1.4808 | 19.0153 | 30.9229 | 84.4054 | 117.715 | 8.1808 | 1.4808 | 19.0153
U | d191m | 29.5647 | 70.647 | 112.383 | 8.0188 | 1.4808 | 19.0153 | 30.9229 | 84.4054 | 117.715 | 8.1808 | 1.4808 | 19.0153 | 30.9229 | 84.4054 | 117.715 | 8.1808 | 1.4808 | 19.0153
U | d191n | 29.7503 | 72.4799 | 113.238 | 8.0388 | 1.4808 | 19.0153 | 30.9229 | 84.4054 | 117.715 | 8.1808 | 1.4808 | 19.0153 | 30.9229 | 84.4054 | 117.715 | 8.1808 | 1.4808 | 19.0153
U | d191o | 29.6532 | 72.6573 | 113.229 | 8.0593 | 1.4808 | 19.0153 | 30.9229 | 84.4054 | 117.715 | 8.1808 | 1.4808 | 19.0153 | 30.9229 | 84.4054 | 117.715 | 8.1808 | 1.4808 | 19.0153
U | d191p | 29.9055 | 73.6701 | 113.607 | 8.1732 | 1.4808 | 19.0153 | 30.9229 | 84.4054 | 117.715 | 8.1808 | 1.4808 | 19.0153 | 30.9229 | 84.4054 | 117.715 | 8.1808 | 1.4808 | 19.0153
U | d191q | 30.7921 | 78.3539 | 115.311 | 8.1808 | 1.4808 | 19.0153 | 30.9229 | 84.4054 | 117.715 | 8.1808 | 1.4808 | 19.0153 | 30.9229 | 84.4054 | 117.715 | 8.1808 | 1.4808 | 19.0153
U | d191r | 30.428 | 75.6471 | 113.686 | 8.1808 | 1.4808 | 19.0153 | 30.9229 | 84.4054 | 117.715 | 8.1808 | 1.4808 | 19.0153 | 30.9229 | 84.4054 | 117.715 | 8.1808 | 1.4808 | 19.0153
U | d191s | 29.9621 | 73.629 | 112.274 | 8.1808 | 1.4808 | 19.0153 | 30.9229 | 84.4054 | 117.715 | 8.1808 | 1.4808 | 19.0153 | 30.9229 | 84.4054 | 117.715 | 8.1808 | 1.4808 | 19.0153
U | d191t | 28.5494 | 69.8531 | 109.872 | 8.1654 | 1.4808 | 19.0153 | 30.9229 | 84.4054 | 117.715 | 8.1808 | 1.4808 | 19.0153 | 30.9229 | 84.4054 | 117.715 | 8.1808 | 1.4808 | 19.0153
U | d191u | 25.8616 | 65.5056 | 105.734 | 7.9341 | 1.4808 | 19.0153 | 30.9229 | 84.4054 | 117.715 | 8.1808 | 1.4808 | 19.0153 | 30.9229 | 84.4054 | 117.068 | 8.1808 | 1.4808 | 19.0153
U | d191v | 24.3574 | 62.9229 | 102.071 | 7.8386 | 1.4808 | 19.0153 | 30.9229 | 84.4054 | 117.715 | 8.1808 | 1.4808 | 19.0153 | 30.9229 | 84.4054 | 116.824 | 8.1808 | 1.4808 | 19.0153
U | d191x | 22.1742 | 58.5603 | 97.5737 | 7.8041 | 1.4808 | 19.0153 | 30.9229 | 84.4054 | 117.715 | 8.1808 | 1.4808 | 19.0153 | 30.9229 | 84.4054 | 115.742 | 8.1808 | 1.4808 | 19.0153
U | d191y | 22.3694 | 57.3211 | 97.129 | 7.7978 | 1.4808 | 19.0153 | 30.9229 | 84.4054 | 117.715 | 8.1808 | 1.4808 | 19.0153 | 30.9229 | 84.4054 | 115.531 | 8.1808 | 1.4808 | 19.0153
U | d192a | 22.084 | 55.7701 | 94.6089 | 7.792 | 1.4808 | 19.0153 | 30.9229 | 84.4054 | 117.715 | 8.1808 | 1.4808 | 19.0153 | 30.9229 | 84.4054 | 115.445 | 8.1808 | 1.4808 | 19.0153
U | d192b | 22.1054 | 56.1926 | 95.2658 | 7.7894 | 1.4808 | 19.0153 | 30.9229 | 84.4054 | 117.715 | 8.1808 | 1.4808 | 19.0153 | 30.9229 | 84.4054 | 115.573 | 8.1808 | 1.4808 | 19.0153
U | d192c | 22.2878 | 56.2406 | 95.2737 | 7.7885 | 1.4808 | 19.0153 | 30.9229 | 84.4054 | 117.715 | 8.1808 | 1.4808 | 19.0153 | 30.9229 | 84.4054 | 115.612 | 8.1808 | 1.4808 | 19.0153
U | d192d | 22.471 | 56.5591 | 95.4776 | 7.7893 | 1.4808 | 19.0153 | 30.9229 | 84.4054 | 117.715 | 8.1808 | 1.4808 | 19.0153 | 30.9229 | 84.4054 | 115.683 | 8.1808 | 1.4808 | 19.0153
U | d192e | 23.4124 | 58.7075 | 97.7272 | 7.7957 | 1.4808 | 19.0153 | 30.9229 | 84.4054 | 117.715 | 8.1808 | 1.4808 | 19.0153 | 30.9229 | 84.4054 | 116.434 | 8.1808 | 1.4808 | 19.0153
U | d192f | 25.2795 | 64.7394 | 104.254 | 7.8194 | 1.4808 | 19.0153 | 30.9229 | 84.4054 | 117.715 | 8.1808 | 1.4808 | 19.0153 | 30.9229 | 84.4054 | 117.074 | 8.1808 | 1.4808 | 19.0153
U | d192g | 29.0625 | 71.9672 | 110.732 | 7.9137 | 1.4808 | 19.0153 | 30.9229 | 84.4054 | 117.715 | 8.1808 | 1.4808 | 19.0153 | 30.9229 | 84.4054 | 117.715 | 8.1808 | 1.4808 | 19.0153
U | d192h | 30.4586 | 76.7931 | 113.96 | 8.1116 | 1.4808 | 19.0153 | 30.9229 | 84.4054 | 117.715 | 8.1808 | 1.4808 | 19.0153 | 30.9229 | 84.4054 | 117.715 | 8.1808 | 1.4808 | 19.0153
U | d192i | 30.7064 | 76.2906 | 113.648 | 8.1723 | 1.4808 | 19.0153 | 30.9229 | 84.4054 | 117.715 | 8.1808 | 1.4808 | 19.0153 | 30.9229 | 84.4054 | 117.715 | 8.1808 | 1.4808 | 19.0153
U | d192j | 30.6961 | 72.1576 | 109.332 | 8.1528 | 1.4808 | 19.0153 | 30.9229 | 84.4054 | 117.715 | 8.1808 | 1.4808 | 19.0153 | 30.9229 | 84.4054 | 117.715 | 8.1808 | 1.4808 | 19.0153
U | d192k | 30.7964 | 71.3317 | 107.83 | 8.1808 | 1.4808 | 19.0153 | 30.9229 | 84.4054 | 117.715 | 8.1808 | 1.4808 | 19.0153 | 30.9229 | 84.4054 | 117.715 | 8.1808 | 1.4808 | 19.0153
U | d192l | 30.9229 | 75.2516 | 110.553 | 8.1808 | 1.4808 | 19.0153 | 30.9229 | 84.4054 | 117.715 | 8.1808 | 1.4808 | 19.0153 | 30.9229 | 84.4054 | 117.715 | 8.1808 | 1.4808 | 19.0153
U | d192m | 30.9229 | 75.7771 | 110.989 | 8.1808 | 1.4808 | 19.0153 | 30.9229 | 84.4054 | 117.715 | 8.1808 | 1.4808 | 19.0153 | 30.9229 | 84.4054 | 117.715 | 8.1808 | 1.4808 | 19.0153
U | d192n | 30.9229 | 73.8825 | 109.576 | 8.1808 | 1.4808 | 19.0153 | 30.9229 | 84.4054 | 117.715 | 8.1808 | 1.4808 | 19.0153 | 30.9229 | 84.4054 | 117.715 | 8.1808 | 1.4808 | 19.0153
U | d192o | 30.9229 | 78.2891 | 113.002 | 8.1808 | 1.4808 | 19.0153 | 30.9229 | 84.4054 | 117.715 | 8.1808 | 1.4808 | 19.0153 | 30.9229 | 84.4054 | 117.715 | 8.1808 | 1.4808 | 19.0153
U | d192p | 30.9229 | 80.0102 | 114.645 | 8.1808 | 1.4808 | 19.0153 | 30.9229 | 84.4054 | 117.715 | 8.1808 | 1.4808 | 19.0153 | 30.9229 | 84.4054 | 117.715 | 8.1808 | 1.4808 | 19.0153
U | d192q | 30.9229 | 81.924 | 115.687 | 8.1808 | 1.4808 | 19.0153 | 30.9229 | 84.4054 | 117.715 | 8.1808 | 1.4808 | 19.0153 | 30.9229 | 84.4054 | 117.715 | 8.1808 | 1.4808 | 19.0153
U | d192r | 30.9229 | 84.1751 | 117.418 | 8.1808 | 1.4808 | 19.0153 | 30.9229 | 84.4054 | 117.715 | 8.1808 | 1.4808 | 19.0153 | 30.9229 | 84.4054 | 117.715 | 8.1808 | 1.4808 | 19.0153
U | d192s | 30.9229 | 81.2023 | 114.976 | 8.1808 | 1.4808 | 19.0153 | 30.9229 | 84.4054 | 117.715 | 8.1808 | 1.4808 | 19.0153 | 30.9229 | 84.4054 | 117.715 | 8.1808 | 1.4808 | 19.0153
U | d192t | 30.9229 | 77.6351 | 113.42 | 8.1431 | 1.4808 | 19.0153 | 30.9229 | 84.4054 | 117.715 | 8.1808 | 1.4808 | 19.0153 | 30.9229 | 84.4054 | 117.715 | 8.1808 | 1.4808 | 19.0153
U | d192u | 30.6847 | 73.5914 | 111.58 | 7.8871 | 1.4808 | 19.0153 | 30.9229 | 84.4054 | 117.715 | 8.1808 | 1.4808 | 19.0153 | 30.9229 | 84.4054 | 116.457 | 8.1808 | 1.4808 | 19.0153
U | d192v | 29.4708 | 69.181 | 107.532 | 7.8259 | 1.4808 | 19.0153 | 30.9229 | 84.4054 | 117.715 | 8.1808 | 1.4808 | 19.0153 | 30.9229 | 84.4054 | 115.349 | 8.1808 | 1.4808 | 19.0153
U | d192x | 26.9827 | 62.6319 | 102.501 | 7.7932 | 1.4808 | 19.0153 | 30.9229 | 84.4054 | 117.715 | 8.1808 | 1.4808 | 19.0153 | 30.9229 | 84.4054 | 114.522 | 8.1808 | 1.4808 | 19.0153
U | d192y | 26.8105 | 61.229 | 100.014 | 7.7823 | 1.4808 | 19.0153 | 30.9229 | 84.4054 | 117.715 | 8.1808 | 1.4808 | 19.0153 | 30.9229 | 84.4054 | 114.031 | 8.1808 | 1.4808 | 19.0153
U | d193a | 26.7591 | 61.6711 | 100.134 | 7.7811 | 1.4808 | 19.0153 | 30.9229 | 84.4054 | 117.715 | 8.1808 | 1.4808 | 19.0153 | 30.9229 | 84.4054 | 113.937 | 8.1808 | 1.4808 | 19.0153
U | d193b | 26.5978 | 61.8048 | 100.403 | 7.7798 | 1.4808 | 19.0153 | 30.9229 | 84.4054 | 117.715 | 8.1808 | 1.4808 | 19.0153 | 30.9229 | 84.4054 | 113.902 | 8.1808 | 1.4808 | 19.0153
U | d193c | 26.4109 | 62.498 | 101.394 | 7.7806 | 1.4808 | 19.0153 | 30.9229 | 84.4054 | 117.715 | 8.1808 | 1.4808 | 19.0153 | 30.9229 | 84.4054 | 113.92 | 8.1808 | 1.4808 | 19.0153
U | d193d | 26.6814 | 63.9889 | 102.898 | 7.783 | 1.4808 | 19.0153 | 30.9229 | 84.4054 | 117.715 | 8.1808 | 1.4808 | 19.0153 | 30.9229 | 84.4054 | 113.966 | 8.1808 | 1.4808 | 19.0153
U | d193e | 27.2291 | 65.5946 | 104.586 | 7.7904 | 1.4808 | 19.0153 | 30.9229 | 84.4054 | 117.715 | 8.1808 | 1.4808 | 19.0153 | 30.9229 | 84.4054 | 113.836 | 8.1808 | 1.4808 | 19.0153
U | d193f | 28.6129 | 71.1916 | 109.757 | 7.8087 | 1.4808 | 19.0153 | 30.9229 | 84.4054 | 117.715 | 8.1808 | 1.4808 | 19.0153 | 30.9229 | 84.4054 | 113.72 | 8.1808 | 1.4808 | 19.0153
U | d193g | 29.6612 | 74.8921 | 112.216 | 7.8692 | 1.4808 | 19.0153 | 30.9229 | 84.4054 | 117.715 | 8.1808 | 1.4808 | 19.0153 | 30.9229 | 84.4054 | 114.032 | 8.1808 | 1.4808 | 19.0153
U | d193h | 30.6462 | 78.6663 | 114.438 | 7.9792 | 1.4808 | 19.0153 | 30.9229 | 84.4054 | 117.715 | 8.1808 | 1.4808 | 19.0153 | 30.9229 | 84.4054 | 115.102 | 8.1808 | 1.4808 | 19.0153
U | d193i | 30.8826 | 79.0989 | 114.659 | 8.0872 | 1.4808 | 19.0153 | 30.9229 | 84.4054 | 117.715 | 8.1808 | 1.4808 | 19.0153 | 30.9229 | 84.4054 | 115.543 | 8.1808 | 1.4808 | 19.0153
U | d193j | 30.9229 | 79.2881 | 114.529 | 8.1808 | 1.4808 | 19.0153 | 30.9229 | 84.4054 | 117.715 | 8.1808 | 1.4808 | 19.0153 | 30.9229 | 84.4054 | 115.998 | 8.1808 | 1.4808 | 19.0153
U | d193k | 30.9229 | 80.8007 | 115.044 | 8.1808 | 1.4808 | 19.0153 | 30.9229 | 84.4054 | 117.715 | 8.1808 | 1.4808 | 19.0153 | 30.9229 | 84.4054 | 116.327 | 8.1808 | 1.4808 | 19.0153
U | d193l | 30.9229 | 81.1885 | 115.409 | 8.1808 | 1.4808 | 19.0153 | 30.9229 | 84.4054 | 117.715 | 8.1808 | 1.4808 | 19.0153 | 30.9229 | 84.4054 | 116.454 | 8.1808 | 1.4808 | 19.0153
U | d193m | 30.9229 | 82.3324 | 115.906 | 8.1808 | 1.4808 | 19.0153 | 30.9229 | 84.4054 | 117.715 | 8.1808 | 1.4808 | 19.0153 | 30.9229 | 84.4054 | 116.814 | 8.1808 | 1.4808 | 19.0153
U | d193n | 30.9229 | 82.8987 | 116.424 | 8.1808 | 1.4808 | 19.0153 | 30.9229 | 84.4054 | 117.715 | 8.1808 | 1.4808 | 19.0153 | 30.9229 | 84.4054 | 117.087 | 8.1808 | 1.4808 | 19.0153
U | d193o | 30.9229 | 82.7903 | 116.095 | 8.1808 | 1.4808 | 19.0153 | 30.9229 | 84.4054 | 117.715 | 8.1808 | 1.4808 | 19.0153 | 30.9229 | 84.4054 | 116.791 | 8.1808 | 1.4808 | 19.0153
U | d193p | 30.9229 | 83.0091 | 116.172 | 8.1808 | 1.4808 | 19.0153 | 30.9229 | 84.4054 | 117.715 | 8.1808 | 1.4808 | 19.0153 | 30.9229 | 84.4054 | 116.715 | 8.1808 | 1.4808 | 19.0153
U | d193q | 30.9229 | 83.3875 | 116.083 | 8.1808 | 1.4808 | 19.0153 | 30.9229 | 84.4054 | 117.715 | 8.1808 | 1.4808 | 19.0153 | 30.9229 | 84.4054 | 116.479 | 8.1808 | 1.4808 | 19.0153
U | d193r | 30.9229 | 83.6671 | 116.369 | 8.1808 | 1.4808 | 19.0153 | 30.9229 | 84.4054 | 117.715 | 8.1808 | 1.4808 | 19.0153 | 30.9229 | 84.4054 | 116.673 | 8.1808 | 1.4808 | 19.0153
U | d193s | 30.9229 | 82.6677 | 115.581 | 8.1808 | 1.4808 | 19.0153 | 30.9229 | 84.4054 | 117.715 | 8.1808 | 1.4808 | 19.0153 | 30.9229 | 84.4054 | 116.242 | 8.1808 | 1.4808 | 19.0153
U | d193t | 30.9229 | 81.3585 | 115.105 | 8.1808 | 1.4808 | 19.0153 | 30.9229 | 84.4054 | 117.715 | 8.1808 | 1.4808 | 19.0153 | 30.9229 | 84.4054 | 115.874 | 8.1808 | 1.4808 | 19.0153
U | d193u | 30.9229 | 77.497 | 114.078 | 7.9689 | 1.4808 | 19.0153 | 30.9229 | 84.4054 | 117.715 | 8.1808 | 1.4808 | 19.0153 | 30.9229 | 84.4054 | 115.256 | 8.1808 | 1.4808 | 19.0153
U | d193v | 29.9754 | 69.5925 | 108.217 | 7.8417 | 1.4808 | 19.0153 | 30.9229 | 84.4054 | 117.715 | 8.1808 | 1.4808 | 19.0153 | 30.9229 | 84.4054 | 113.659 | 8.1808 | 1.4808 | 19.0153
U | d193x | 28.8315 | 65.4645 | 103.408 | 7.7999 | 1.4808 | 19.0153 | 30.9229 | 84.4054 | 117.715 | 8.1808 | 1.4808 | 19.0153 | 30.9229 | 84.4054 | 113.018 | 8.1808 | 1.4808 | 19.0153
U | d193y | 28.3978 | 61.6327 | 98.8349 | 7.781 | 1.4808 | 19.0153 | 30.9229 | 84.4054 | 117.715 | 8.1808 | 1.4808 | 19.0153 | 30.9229 | 84.4054 | 112.866 | 8.1808 | 1.4808 | 19.0153
U | d194a | 28.3988 | 60.291 | 96.9413 | 7.7769 | 1.4808 | 19.0153 | 30.9229 | 84.4054 | 117.715 | 8.1808 | 1.4808 | 19.0153 | 30.9229 | 84.4054 | 112.702 | 8.1808 | 1.4808 | 19.0153
U | d194b | 28.7712 | 62.2571 | 99.8489 | 7.7768 | 1.4808 | 19.0153 | 30.9229 | 84.4054 | 117.715 | 8.1808 | 1.4808 | 19.0153 | 30.9229 | 84.4054 | 113.261 | 8.1808 | 1.4808 | 19.0153
U | d194c | 28.3194 | 59.5555 | 96.2286 | 7.7753 | 1.4808 | 19.0153 | 30.9229 | 84.4054 | 117.715 | 8.1808 | 1.4808 | 19.0153 | 30.9229 | 84.4054 | 112.821 | 8.1808 | 1.4808 | 19.0153
U | d194d | 28.1841 | 59.2259 | 95.8601 | 7.7753 | 1.4808 | 19.0153 | 30.9229 | 84.4054 | 117.715 | 8.1808 | 1.4808 | 19.0153 | 30.9229 | 84.4054 | 112.73 | 8.1808 | 1.4808 | 19.0153
U | d194e | 28.5913 | 60.084 | 97.0555 | 7.7788 | 1.4808 | 19.0153 | 30.9229 | 84.4054 | 117.715 | 8.1808 | 1.4808 | 19.0153 | 30.9229 | 84.4054 | 112.621 | 8.1808 | 1.4808 | 19.0153
U | d194f | 29.6072 | 65.3095 | 102.952 | 7.786 | 1.4808 | 19.0153 | 30.9229 | 84.4054 | 117.715 | 8.1808 | 1.4808 | 19.0153 | 30.9229 | 84.4054 | 112.624 | 8.1808 | 1.4808 | 19.0153
U | d194g | 30.6088 | 69.2035 | 106.342 | 7.8065 | 1.4808 | 19.0153 | 30.9229 | 84.4054 | 117.715 | 8.1808 | 1.4808 | 19.0153 | 30.9229 | 84.4054 | 113.201 | 8.1808 | 1.4808 | 19.0153
U | d194h | 30.9229 | 73.0384 | 109.588 | 7.8211 | 1.4808 | 19.0153 | 30.9229 | 84.4054 | 117.715 | 8.1808 | 1.4808 | 19.0153 | 30.9229 | 84.4054 | 114.34 | 8.1808 | 1.4808 | 19.0153
U | d194i | 30.9229 | 74.7278 | 110.96 | 7.8477 | 1.4808 | 19.0153 | 30.9229 | 84.4054 | 117.715 | 8.1808 | 1.4808 | 19.0153 | 30.9229 | 84.4054 | 115.091 | 8.1808 | 1.4808 | 19.0153
U | d194j | 30.9229 | 76.6515 | 112.634 | 7.9351 | 1.4808 | 19.0153 | 30.9229 | 84.4054 | 117.715 | 8.1808 | 1.4808 | 19.0153 | 30.9229 | 84.4054 | 115.762 | 8.1808 | 1.4808 | 19.0153
U | d194k | 30.9229 | 78.1247 | 112.869 | 7.9057 | 1.4808 | 19.0153 | 30.9229 | 84.4054 | 117.715 | 8.1808 | 1.4808 | 19.0153 | 30.9229 | 84.4054 | 115.935 | 8.1808 | 1.4808 | 19.0153
U | d194l | 30.9229 | 81.8727 | 115.035 | 8.0572 | 1.4808 | 19.0153 | 30.9229 | 84.4054 | 117.715 | 8.1808 | 1.4808 | 19.0153 | 30.9229 | 84.4054 | 116.645 | 8.1808 | 1.4808 | 19.0153
U | d194m | 30.9229 | 81.3733 | 114.87 | 8.0467 | 1.4808 | 19.0153 | 30.9229 | 84.4054 | 117.715 | 8.1808 | 1.4808 | 19.0153 | 30.9229 | 84.4054 | 116.452 | 8.1808 | 1.4808 | 19.0153
U | d194n | 30.9229 | 82.4275 | 115.701 | 8.102 | 1.4808 | 19.0153 | 30.9229 | 84.4054 | 117.715 | 8.1808 | 1.4808 | 19.0153 | 30.9229 | 84.4054 | 116.939 | 8.1808 | 1.4808 | 19.0153
U | d194o | 30.9229 | 82.1762 | 115.464 | 8.0622 | 1.4808 | 19.0153 | 30.9229 | 84.4054 | 117.715 | 8.1808 | 1.4808 | 19.0153 | 30.9229 | 84.4054 | 116.603 | 8.1808 | 1.4808 | 19.0153
U | d194p | 30.9229 | 82.6526 | 115.811 | 8.0708 | 1.4808 | 19.0153 | 30.9229 | 84.4054 | 117.715 | 8.1808 | 1.4808 | 19.0153 | 30.9229 | 84.4054 | 116.813 | 8.1808 | 1.4808 | 19.0153
U | d194q | 30.9229 | 82.9839 | 115.903 | 8.1411 | 1.4808 | 19.0153 | 30.9229 | 84.4054 | 117.715 | 8.1808 | 1.4808 | 19.0153 | 30.9229 | 84.4054 | 116.817 | 8.1808 | 1.4808 | 19.0153
U | d194r | 30.9229 | 82.2512 | 115.622 | 8.1078 | 1.4808 | 19.0153 | 30.9229 | 84.4054 | 117.715 | 8.1808 | 1.4808 | 19.0153 | 30.9229 | 84.4054 | 116.544 | 8.1808 | 1.4808 | 19.0153
U | d194s | 30.9229 | 81.3053 | 115.086 | 8.0148 | 1.4808 | 19.0153 | 30.9229 | 84.4054 | 117.715 | 8.1808 | 1.4808 | 19.0153 | 30.9229 | 84.4054 | 116.229 | 8.1808 | 1.4808 | 19.0153
U | d194t | 30.7855 | 80.21 | 114.753 | 7.9075 | 1.4808 | 19.0153 | 30.9229 | 84.4054 | 117.715 | 8.1808 | 1.4808 | 19.0153 | 30.9229 | 84.4054 | 115.953 | 8.1808 | 1.4808 | 19.0153
U | d194u | 30.1627 | 78.0018 | 114.207 | 7.8384 | 1.4808 | 19.0153 | 30.9229 | 84.4054 | 117.715 | 8.1808 | 1.4808 | 19.0153 | 30.9229 | 84.4054 | 115.583 | 8.1808 | 1.4808 | 19.0153
U | d194v | 27.2077 | 72.6046 | 110.789 | 7.805 | 1.4808 | 19.0153 | 30.9229 | 84.4054 | 117.715 | 8.1808 | 1.4808 | 19.0153 | 30.9229 | 84.4054 | 114.262 | 8.1808 | 1.4808 | 19.0153
U | d194x | 25.8935 | 73.1809 | 111.326 | 7.7924 | 1.4808 | 19.0153 | 30.9229 | 84.4054 | 117.715 | 8.1808 | 1.4808 | 19.0153 | 30.9229 | 84.4054 | 114.273 | 8.1808 | 1.4808 | 19.0153
U | d194y | 23.7954 | 67.1665 | 105.24 | 7.7793 | 1.4808 | 19.0153 | 30.9229 | 84.4054 | 117.715 | 8.1808 | 1.4808 | 19.0153 | 30.9229 | 84.4054 | 113.65 | 8.1808 | 1.4808 | 19.0153
U | d195a | 23.5818 | 66.629 | 104.792 | 7.777 | 1.4808 | 19.0153 | 30.9229 | 84.4054 | 117.715 | 8.1808 | 1.4808 | 19.0153 | 30.9229 | 84.4054 | 113.604 | 8.1808 | 1.4808 | 19.0153
U | d195b | 23.3805 | 67.2681 | 106.206 | 7.7769 | 1.4808 | 19.0153 | 30.9229 | 84.4054 | 117.715 | 8.1808 | 1.4808 | 19.0153 | 30.9229 | 84.4054 | 113.783 | 8.1808 | 1.4808 | 19.0153
U | d195c | 23.3194 | 67.1855 | 106.286 | 7.777 | 1.4808 | 19.0153 | 30.9229 | 84.4054 | 117.715 | 8.1808 | 1.4808 | 19.0153 | 30.9229 | 84.4054 | 113.846 | 8.1808 | 1.4808 | 19.0153
U | d195d | 23.169 | 67.283 | 106.963 | 7.779 | 1.4808 | 19.0153 | 30.9229 | 84.4054 | 117.715 | 8.1808 | 1.4808 | 19.0153 | 30.9229 | 84.4054 | 114.008 | 8.1808 | 1.4808 | 19.0153
U | d195e | 23.5673 | 68.2412 | 108.657 | 7.7845 | 1.4808 | 19.0153 | 30.9229 | 84.4054 | 117.715 | 8.1808 | 1.4808 | 19.0153 | 30.9229 | 84.4054 | 114.826 | 8.1808 | 1.4808 | 19.0153
U | d195f | 24.8645 | 71.5695 | 112.107 | 7.7969 | 1.4808 | 19.0153 | 30.9229 | 84.4054 | 117.715 | 8.1808 | 1.4808 | 19.0153 | 30.9229 | 84.4054 | 116.146 | 8.1808 | 1.4808 | 19.0153
U | d195g | 28.7816 | 77.8131 | 115.21 | 7.8654 | 1.4808 | 19.0153 | 30.9229 | 84.4054 | 117.715 | 8.1808 | 1.4808 | 19.0153 | 30.9229 | 84.4054 | 117.715 | 8.1808 | 1.4808 | 19.0153
U | d195h | 29.6306 | 79.6109 | 115.857 | 7.9022 | 1.4808 | 19.0153 | 30.9229 | 84.4054 | 117.715 | 8.1808 | 1.4808 | 19.0153 | 30.9229 | 84.4054 | 117.715 | 8.1808 | 1.4808 | 19.0153
U | d195i | 30.2681 | 80.3667 | 116.148 | 8.0048 | 1.4808 | 19.0153 | 30.9229 | 84.4054 | 117.715 | 8.1808 | 1.4808 | 19.0153 | 30.9229 | 84.4054 | 117.715 | 8.1808 | 1.4808 | 19.0153
U | d195j | 30.6145 | 80.3276 | 116.221 | 8.1272 | 1.4808 | 19.0153 | 30.9229 | 84.4054 | 117.715 | 8.1808 | 1.4808 | 19.0153 | 30.9229 | 84.4054 | 117.715 | 8.1808 | 1.4808 | 19.0153
U | d195k | 29.9207 | 78.7371 | 115.804 | 8.0019 | 1.4808 | 19.0153 | 30.9229 | 84.4054 | 117.715 | 8.1808 | 1.4808 | 19.0153 | 30.9229 | 84.4054 | 117.715 | 8.1808 | 1.4808 | 19.0153
U | d195l | 30.8588 | 81.3239 | 116.243 | 8.1756 | 1.4808 | 19.0153 | 30.9229 | 84.4054 | 117.715 | 8.1808 | 1.4808 | 19.0153 | 30.9229 | 84.4054 | 117.715 | 8.1808 | 1.4808 | 19.0153
U | d195m | 30.8081 | 79.9005 | 116.012 | 8.1392 | 1.4808 | 19.0153 | 30.9229 | 84.4054 | 117.715 | 8.1808 | 1.4808 | 19.0153 | 30.9229 | 84.4054 | 117.715 | 8.1808 | 1.4808 | 19.0153
U | d195n | 30.7943 | 80.5781 | 116.079 | 8.1367 | 1.4808 | 19.0153 | 30.9229 | 84.4054 | 117.715 | 8.1808 | 1.4808 | 19.0153 | 30.9229 | 84.4054 | 117.715 | 8.1808 | 1.4808 | 19.0153
U | d195o | 30.8906 | 82.2676 | 116.593 | 8.1649 | 1.4808 | 19.0153 | 30.9229 | 84.4054 | 117.715 | 8.1808 | 1.4808 | 19.0153 | 30.9229 | 84.4054 | 117.715 | 8.1808 | 1.4808 | 19.0153
U | d195p | 30.8206 | 82.2134 | 116.543 | 8.1383 | 1.4808 | 19.0153 | 30.9229 | 84.4054 | 117.715 | 8.1808 | 1.4808 | 19.0153 | 30.9229 | 84.4054 | 117.715 | 8.1808 | 1.4808 | 19.0153
U | d195q | 30.9229 | 83.4184 | 117.105 | 8.1808 | 1.4808 | 19.0153 | 30.9229 | 84.4054 | 117.715 | 8.1808 | 1.4808 | 19.0153 | 30.9229 | 84.4054 | 117.715 | 8.1808 | 1.4808 | 19.0153
U | d195r | 30.9229 | 83.9043 | 117.715 | 8.1808 | 1.4808 | 19.0153 | 30.9229 | 84.4054 | 117.715 | 8.1808 | 1.4808 | 19.0153 | 30.9229 | 84.4054 | 117.715 | 8.1808 | 1.4808 | 19.0153
U | d195s | 30.7961 | 81.5411 | 116.29 | 8.1594 | 1.4808 | 19.0153 | 30.9229 | 84.4054 | 117.715 | 8.1808 | 1.4808 | 19.0153 | 30.9229 | 84.4054 | 117.715 | 8.1808 | 1.4808 | 19.0153
U | d195t | 30.4993 | 79.8976 | 115.94 | 7.9394 | 1.4808 | 19.0153 | 30.9229 | 84.4054 | 117.715 | 8.1808 | 1.4808 | 19.0153 | 30.9229 | 84.4054 | 117.715 | 8.1808 | 1.4808 | 19.0153
U | d195u | 29.0613 | 73.8235 | 114.653 | 7.8398 | 1.4808 | 19.0153 | 30.9229 | 84.4054 | 117.715 | 8.1808 | 1.4808 | 19.0153 | 30.9229 | 84.4054 | 116.724 | 8.1808 | 1.4808 | 19.0153
U | d195v | 27.259 | 68.7152 | 112.286 | 7.8057 | 1.4808 | 19.0153 | 30.9229 | 84.4054 | 117.715 | 8.1808 | 1.4808 | 19.0153 | 30.9229 | 84.4054 | 115.908 | 8.1808 | 1.4808 | 19.0153
U | d195x | 25.6157 | 65.6394 | 109.983 | 7.7894 | 1.4808 | 19.0153 | 30.9229 | 84.4054 | 117.715 | 8.1808 | 1.4808 | 19.0153 | 30.9229 | 84.4054 | 115.044 | 8.1808 | 1.4808 | 19.0153
U | d195y | 24.9861 | 62.2315 | 105.998 | 7.777 | 1.4808 | 19.0153 | 30.9229 | 84.4054 | 117.715 | 8.1808 | 1.4808 | 19.0153 | 30.9229 | 84.4054 | 114.38 | 8.1808 | 1.4808 | 19.0153
U | d196a | 25.2781 | 60.9545 | 104.305 | 7.7752 | 1.4808 | 19.0153 | 30.9229 | 84.4054 | 117.715 | 8.1808 | 1.4808 | 19.0153 | 30.9229 | 84.4054 | 114.266 | 8.1808 | 1.4808 | 19.0153
U | d196b | 25.6353 | 61.5979 | 105.196 | 7.7751 | 1.4808 | 19.0153 | 30.9229 | 84.4054 | 117.715 | 8.1808 | 1.4808 | 19.0153 | 30.9229 | 84.4054 | 114.437 | 8.1808 | 1.4808 | 19.0153
U | d196c | 26.2357 | 62.0293 | 105.512 | 7.7744 | 1.4808 | 19.0153 | 30.9229 | 84.4054 | 117.715 | 8.1808 | 1.4808 | 19.0153 | 30.9229 | 84.4054 | 114.557 | 8.1808 | 1.4808 | 19.0153
U | d196d | 26.4805 | 61.6796 | 105.098 | 7.7746 | 1.4808 | 19.0153 | 30.9229 | 84.4054 | 117.715 | 8.1808 | 1.4808 | 19.0153 | 30.9229 | 84.4054 | 114.532 | 8.1808 | 1.4808 | 19.0153
U | d196e | 26.9587 | 62.1255 | 105.925 | 7.7784 | 1.4808 | 19.0153 | 30.9229 | 84.4054 | 117.715 | 8.1808 | 1.4808 | 19.0153 | 30.9229 | 84.4054 | 115.166 | 8.1808 | 1.4808 | 19.0153
U | d196f | 28.2327 | 66.0348 | 109.496 | 7.7863 | 1.4808 | 19.0153 | 30.9229 | 84.4054 | 117.715 | 8.1808 | 1.4808 | 19.0153 | 30.9229 | 84.4054 | 116.253 | 8.1808 | 1.4808 | 19.0153
U | d196g | 30.0481 | 72.102 | 113.486 | 7.8076 | 1.4808 | 19.0153 | 30.9229 | 84.4054 | 117.715 | 8.1808 | 1.4808 | 19.0153 | 30.9229 | 84.4054 | 117.145 | 8.1808 | 1.4808 | 19.0153
U | d196h | 30.7489 | 77.2528 | 115.164 | 7.8264 | 1.4808 | 19.0153 | 30.9229 | 84.4054 | 117.715 | 8.1808 | 1.4808 | 19.0153 | 30.9229 | 84.4054 | 117.509 | 8.1808 | 1.4808 | 19.0153
U | d196i | 30.835 | 75.5556 | 114.52 | 7.8303 | 1.4808 | 19.0153 | 30.9229 | 84.4054 | 117.715 | 8.1808 | 1.4808 | 19.0153 | 30.9229 | 84.4054 | 117.51 | 8.1808 | 1.4808 | 19.0153
U | d196j | 30.9229 | 76.4151 | 114.991 | 7.8747 | 1.4808 | 19.0153 | 30.9229 | 84.4054 | 117.715 | 8.1808 | 1.4808 | 19.0153 | 30.9229 | 84.4054 | 117.521 | 8.1808 | 1.4808 | 19.0153
U | d196k | 30.9229 | 73.3574 | 113.461 | 7.8477 | 1.4808 | 19.0153 | 30.9229 | 84.4054 | 117.715 | 8.1808 | 1.4808 | 19.0153 | 30.9229 | 84.4054 | 117.513 | 8.1808 | 1.4808 | 19.0153
U | d196l | 30.9229 | 76.6901 | 114.707 | 7.9697 | 1.4808 | 19.0153 | 30.9229 | 84.4054 | 117.715 | 8.1808 | 1.4808 | 19.0153 | 30.9229 | 84.4054 | 117.522 | 8.1808 | 1.4808 | 19.0153
U | d196m | 30.9229 | 75.9449 | 114.443 | 7.9193 | 1.4808 | 19.0153 | 30.9229 | 84.4054 | 117.715 | 8.1808 | 1.4808 | 19.0153 | 30.9229 | 84.4054 | 117.519 | 8.1808 | 1.4808 | 19.0153
U | d196n | 30.9229 | 76.0603 | 114.574 | 7.937 | 1.4808 | 19.0153 | 30.9229 | 84.4054 | 117.715 | 8.1808 | 1.4808 | 19.0153 | 30.9229 | 84.4054 | 117.519 | 8.1808 | 1.4808 | 19.0153
U | d196o | 30.9229 | 79.2801 | 115.437 | 7.9836 | 1.4808 | 19.0153 | 30.9229 | 84.4054 | 117.715 | 8.1808 | 1.4808 | 19.0153 | 30.9229 | 84.4054 | 117.541 | 8.1808 | 1.4808 | 19.0153
U | d196p | 30.9229 | 80.0016 | 115.456 | 8.005 | 1.4808 | 19.0153 | 30.9229 | 84.4054 | 117.715 | 8.1808 | 1.4808 | 19.0153 | 30.9229 | 84.4054 | 117.533 | 8.1808 | 1.4808 | 19.0153
U | d196q | 30.9229 | 83.3471 | 116.907 | 8.1497 | 1.4808 | 19.0153 | 30.9229 | 84.4054 | 117.715 | 8.1808 | 1.4808 | 19.0153 | 30.9229 | 84.4054 | 117.715 | 8.1808 | 1.4808 | 19.0153
U | d196r | 30.9229 | 81.6703 | 115.782 | 8.1127 | 1.4808 | 19.0153 | 30.9229 | 84.4054 | 117.715 | 8.1808 | 1.4808 | 19.0153 | 30.9229 | 84.4054 | 117.611 | 8.1808 | 1.4808 | 19.0153
U | d196s | 30.9229 | 78.6865 | 114.937 | 7.9979 | 1.4808 | 19.0153 | 30.9229 | 84.4054 | 117.715 | 8.1808 | 1.4808 | 19.0153 | 30.9229 | 84.4054 | 117.521 | 8.1808 | 1.4808 | 19.0153
U | d196t | 30.6595 | 71.2833 | 111.927 | 7.854 | 1.4808 | 19.0153 | 30.9229 | 84.4054 | 117.715 | 8.1808 | 1.4808 | 19.0153 | 30.9229 | 84.4054 | 117.206 | 8.1808 | 1.4808 | 19.0153
U | d196u | 29.9701 | 66.8671 | 110.234 | 7.8248 | 1.4808 | 19.0153 | 30.9229 | 84.4054 | 117.715 | 8.1808 | 1.4808 | 19.0153 | 30.9229 | 84.4054 | 116.679 | 8.1808 | 1.4808 | 19.0153
U | d196v | 28.7721 | 63.2454 | 107.543 | 7.8066 | 1.4808 | 19.0153 | 30.9229 | 84.4054 | 117.715 | 8.1808 | 1.4808 | 19.0153 | 30.9229 | 84.4054 | 116.27 | 8.1808 | 1.4808 | 19.0153
U | d196x | 27.0438 | 61.3337 | 102.891 | 7.7959 | 1.4808 | 19.0153 | 30.9229 | 84.4054 | 117.715 | 8.1808 | 1.4808 | 19.0153 | 30.9229 | 84.4054 | 115.515 | 8.1808 | 1.4808 | 19.0153
U | d196y | 24.6279 | 54.6136 | 94.347 | 7.782 | 1.4808 | 19.0153 | 30.9229 | 84.4054 | 117.715 | 8.1808 | 1.4808 | 19.0153 | 30.9229 | 84.4054 | 114.752 | 8.1808 | 1.4808 | 19.0153
U | d197a | 23.4122 | 53.004 | 91.9149 | 7.7809 | 1.4808 | 19.0153 | 30.9229 | 84.4054 | 117.715 | 8.1808 | 1.4808 | 19.0153 | 30.9229 | 84.4054 | 114.661 | 8.1808 | 1.4808 | 19.0153
U | d197b | 22.5309 | 53.2897 | 92.4477 | 7.7818 | 1.4808 | 19.0153 | 30.9229 | 84.4054 | 117.715 | 8.1808 | 1.4808 | 19.0153 | 30.9229 | 84.4054 | 114.818 | 8.1808 | 1.4808 | 19.0153
U | d197c | 21.8203 | 53.33 | 92.0238 | 7.7822 | 1.4808 | 19.0153 | 30.9229 | 84.4054 | 117.715 | 8.1808 | 1.4808 | 19.0153 | 30.9229 | 84.4054 | 114.855 | 8.1808 | 1.4808 | 19.0153
U | d197d | 21.3056 | 53.4555 | 91.1452 | 7.782 | 1.4808 | 19.0153 | 30.9229 | 84.4054 | 117.715 | 8.1808 | 1.4808 | 19.0153 | 30.9229 | 84.4054 | 114.869 | 8.1808 | 1.4808 | 19.0153
U | d197e | 21.1243 | 53.0369 | 90.9333 | 7.7824 | 1.4808 | 19.0153 | 30.9229 | 84.4054 | 117.715 | 8.1808 | 1.4808 | 19.0153 | 30.9229 | 84.4054 | 115.531 | 8.1808 | 1.4808 | 19.0153
U | d197f | 21.4385 | 52.5719 | 91.3558 | 7.7855 | 1.4808 | 19.0153 | 30.9229 | 84.4054 | 117.715 | 8.1808 | 1.4808 | 19.0153 | 30.9229 | 84.4054 | 116.553 | 8.1808 | 1.4808 | 19.0153
U | d197g | 22.7418 | 56.3011 | 97.0832 | 7.7966 | 1.4808 | 19.0153 | 30.9229 | 84.4054 | 117.715 | 8.1808 | 1.4808 | 19.0153 | 30.9229 | 84.4054 | 117.17 | 8.1808 | 1.4808 | 19.0153
U | d197h | 24.6139 | 61.3065 | 105.831 | 7.8162 | 1.4808 | 19.0153 | 30.9229 | 84.4054 | 117.715 | 8.1808 | 1.4808 | 19.0153 | 30.9229 | 84.4054 | 117.715 | 8.1808 | 1.4808 | 19.0153
U | d197i | 25.4737 | 61.9784 | 108.123 | 7.8261 | 1.4808 | 19.0153 | 30.9229 | 84.4054 | 117.715 | 8.1808 | 1.4808 | 19.0153 | 30.9229 | 84.4054 | 117.715 | 8.1808 | 1.4808 | 19.0153
U | d197j | 25.8248 | 58.1389 | 103.932 | 7.8498 | 1.4808 | 19.0153 | 30.9229 | 84.4054 | 117.715 | 8.1808 | 1.4808 | 19.0153 | 30.9229 | 84.4054 | 117.715 | 8.1808 | 1.4808 | 19.0153
U | d197k | 26.496 | 59.5015 | 106.15 | 7.8911 | 1.4808 | 19.0153 | 30.9229 | 84.4054 | 117.715 | 8.1808 | 1.4808 | 19.0153 | 30.9229 | 84.4054 | 117.715 | 8.1808 | 1.4808 | 19.0153
U | d197l | 28.0132 | 58.8647 | 104.291 | 7.9477 | 1.4808 | 19.0153 | 30.9229 | 84.4054 | 117.715 | 8.1808 | 1.4808 | 19.0153 | 30.9229 | 84.4054 | 117.715 | 8.1808 | 1.4808 | 19.0153
U | d197m | 29.2935 | 60.1404 | 108.441 | 8.0693 | 1.4808 | 19.0153 | 30.9229 | 84.4054 | 117.715 | 8.1808 | 1.4808 | 19.0153 | 30.9229 | 84.4054 | 117.715 | 8.1808 | 1.4808 | 19.0153
U | d197n | 29.5841 | 61.5563 | 108.802 | 8.098 | 1.4808 | 19.0153 | 30.9229 | 84.4054 | 117.715 | 8.1808 | 1.4808 | 19.0153 | 30.9229 | 84.4054 | 117.715 | 8.1808 | 1.4808 | 19.0153
U | d197o | 29.5677 | 62.3992 | 108.565 | 8.0824 | 1.4808 | 19.0153 | 30.9229 | 84.4054 | 117.715 | 8.1808 | 1.4808 | 19.0153 | 30.9229 | 84.4054 | 117.715 | 8.1808 | 1.4808 | 19.0153
U | d197p | 29.8225 | 65.0492 | 110.074 | 8.1573 | 1.4808 | 19.0153 | 30.9229 | 84.4054 | 117.715 | 8.1808 | 1.4808 | 19.0153 | 30.9229 | 84.4054 | 117.715 | 8.1808 | 1.4808 | 19.0153
U | d197q | 30.7771 | 73.7639 | 115.045 | 8.1808 | 1.4808 | 19.0153 | 30.9229 | 84.4054 | 117.715 | 8.1808 | 1.4808 | 19.0153 | 30.9229 | 84.4054 | 117.715 | 8.1808 | 1.4808 | 19.0153
U | d197r | 30.6777 | 71.884 | 113.945 | 8.1808 | 1.4808 | 19.0153 | 30.9229 | 84.4054 | 117.715 | 8.1808 | 1.4808 | 19.0153 | 30.9229 | 84.4054 | 117.715 | 8.1808 | 1.4808 | 19.0153
U | d197s | 30.1075 | 68.466 | 111.391 | 8.1808 | 1.4808 | 19.0153 | 30.9229 | 84.4054 | 117.715 | 8.1808 | 1.4808 | 19.0153 | 30.9229 | 84.4054 | 117.715 | 8.1808 | 1.4808 | 19.0153
U | d197t | 28.6929 | 65.2243 | 108.895 | 8.1677 | 1.4808 | 19.0153 | 30.9229 | 84.4054 | 117.715 | 8.1808 | 1.4808 | 19.0153 | 30.9229 | 84.4054 | 117.715 | 8.1808 | 1.4808 | 19.0153
U | d197u | 26.1171 | 62.3321 | 106.025 | 7.9065 | 1.4808 | 19.0153 | 30.9229 | 84.4054 | 117.715 | 8.1808 | 1.4808 | 19.0153 | 30.9229 | 84.4054 | 116.98 | 8.1808 | 1.4808 | 19.0153
U | d197v | 24.7835 | 59.9217 | 102.106 | 7.8295 | 1.4808 | 19.0153 | 30.9229 | 84.4054 | 117.715 | 8.1808 | 1.4808 | 19.0153 | 30.9229 | 84.4054 | 116.55 | 8.1808 | 1.4808 | 19.0153
U | d197x | 23.2605 | 56.758 | 98.8054 | 7.8044 | 1.4808 | 19.0153 | 30.9229 | 84.4054 | 117.715 | 8.1808 | 1.4808 | 19.0153 | 30.9229 | 84.4054 | 115.423 | 8.1808 | 1.4808 | 19.0153
U | d197y | 22.2295 | 54.8528 | 95.6847 | 7.79 | 1.4808 | 19.0153 | 30.9229 | 84.4054 | 117.715 | 8.1808 | 1.4808 | 19.0153 | 30.9229 | 84.4054 | 115.109 | 8.1808 | 1.4808 | 19.0153
U | d198a | 21.768 | 54.3055 | 94.9767 | 7.7869 | 1.4808 | 19.0153 | 30.9229 | 84.4054 | 117.715 | 8.1808 | 1.4808 | 19.0153 | 30.9229 | 84.4054 | 115.052 | 8.1808 | 1.4808 | 19.0153
U | d198b | 21.4643 | 55.1623 | 97.0223 | 7.7857 | 1.4808 | 19.0153 | 30.9229 | 84.4054 | 117.715 | 8.1808 | 1.4808 | 19.0153 | 30.9229 | 84.4054 | 115.204 | 8.1808 | 1.4808 | 19.0153
U | d198c | 21.3099 | 54.9985 | 97.541 | 7.7849 | 1.4808 | 19.0153 | 30.9229 | 84.4054 | 117.715 | 8.1808 | 1.4808 | 19.0153 | 30.9229 | 84.4054 | 115.194 | 8.1808 | 1.4808 | 19.0153
U | d198d | 21.5835 | 55.6239 | 98.7493 | 7.7853 | 1.4808 | 19.0153 | 30.9229 | 84.4054 | 117.715 | 8.1808 | 1.4808 | 19.0153 | 30.9229 | 84.4054 | 115.326 | 8.1808 | 1.4808 | 19.0153
U | d198e | 21.7228 | 55.5241 | 98.9253 | 7.7842 | 1.4808 | 19.0153 | 30.9229 | 84.4054 | 117.715 | 8.1808 | 1.4808 | 19.0153 | 30.9229 | 84.4054 | 116.01 | 8.1808 | 1.4808 | 19.0153
U | d198f | 22.5676 | 57.3074 | 101.108 | 7.79 | 1.4808 | 19.0153 | 30.9229 | 84.4054 | 117.715 | 8.1808 | 1.4808 | 19.0153 | 30.9229 | 84.4054 | 116.873 | 8.1808 | 1.4808 | 19.0153
U | d198g | 24.6866 | 63.7374 | 107.918 | 7.8081 | 1.4808 | 19.0153 | 30.9229 | 84.4054 | 117.715 | 8.1808 | 1.4808 | 19.0153 | 30.9229 | 84.4054 | 117.715 | 8.1808 | 1.4808 | 19.0153
U | d198h | 27.8587 | 70.0213 | 112.804 | 7.8479 | 1.4808 | 19.0153 | 30.9229 | 84.4054 | 117.715 | 8.1808 | 1.4808 | 19.0153 | 30.9229 | 84.4054 | 117.715 | 8.1808 | 1.4808 | 19.0153
U | d198i | 29.1036 | 72.0601 | 113.701 | 7.8872 | 1.4808 | 19.0153 | 30.9229 | 84.4054 | 117.715 | 8.1808 | 1.4808 | 19.0153 | 30.9229 | 84.4054 | 117.715 | 8.1808 | 1.4808 | 19.0153
U | d198j | 29.9139 | 71.2861 | 113.134 | 7.9353 | 1.4808 | 19.0153 | 30.9229 | 84.4054 | 117.715 | 8.1808 | 1.4808 | 19.0153 | 30.9229 | 84.4054 | 117.715 | 8.1808 | 1.4808 | 19.0153
U | d198k | 30.2647 | 70.9515 | 113.209 | 7.9337 | 1.4808 | 19.0153 | 30.9229 | 84.4054 | 117.715 | 8.1808 | 1.4808 | 19.0153 | 30.9229 | 84.4054 | 117.715 | 8.1808 | 1.4808 | 19.0153
U | d198l | 30.7742 | 72.2575 | 113.526 | 7.9685 | 1.4808 | 19.0153 | 30.9229 | 84.4054 | 117.715 | 8.1808 | 1.4808 | 19.0153 | 30.9229 | 84.4054 | 117.715 | 8.1808 | 1.4808 | 19.0153
U | d198m | 30.9229 | 73.9667 | 113.36 | 8.0659 | 1.4808 | 19.0153 | 30.9229 | 84.4054 | 117.715 | 8.1808 | 1.4808 | 19.0153 | 30.9229 | 84.4054 | 117.715 | 8.1808 | 1.4808 | 19.0153
U | d198n | 30.9008 | 73.2645 | 113.035 | 7.9607 | 1.4808 | 19.0153 | 30.9229 | 84.4054 | 117.715 | 8.1808 | 1.4808 | 19.0153 | 30.9229 | 84.4054 | 117.715 | 8.1808 | 1.4808 | 19.0153
U | d198o | 30.8467 | 74.4163 | 113.226 | 8.0031 | 1.4808 | 19.0153 | 30.9229 | 84.4054 | 117.715 | 8.1808 | 1.4808 | 19.0153 | 30.9229 | 84.4054 | 117.715 | 8.1808 | 1.4808 | 19.0153
U | d198p | 30.8975 | 77.3765 | 114.543 | 8.1543 | 1.4808 | 19.0153 | 30.9229 | 84.4054 | 117.715 | 8.1808 | 1.4808 | 19.0153 | 30.9229 | 84.4054 | 117.715 | 8.1808 | 1.4808 | 19.0153
U | d198q | 30.9229 | 80.7467 | 116.01 | 8.1808 | 1.4808 | 19.0153 | 30.9229 | 84.4054 | 117.715 | 8.1808 | 1.4808 | 19.0153 | 30.9229 | 84.4054 | 117.715 | 8.1808 | 1.4808 | 19.0153
U | d198r | 30.8299 | 79.7459 | 115.468 | 8.1808 | 1.4808 | 19.0153 | 30.9229 | 84.4054 | 117.715 | 8.1808 | 1.4808 | 19.0153 | 30.9229 | 84.4054 | 117.715 | 8.1808 | 1.4808 | 19.0153
U | d198s | 30.3793 | 78.1024 | 114.723 | 8.1808 | 1.4808 | 19.0153 | 30.9229 | 84.4054 | 117.715 | 8.1808 | 1.4808 | 19.0153 | 30.9229 | 84.4054 | 117.715 | 8.1808 | 1.4808 | 19.0153
U | d198t | 28.882 | 71.7656 | 111.577 | 8.0442 | 1.4808 | 19.0153 | 30.9229 | 84.4054 | 117.715 | 8.1808 | 1.4808 | 19.0153 | 30.9229 | 84.4054 | 117.715 | 8.1808 | 1.4808 | 19.0153
U | d198u | 26.7469 | 68.0642 | 108.61 | 7.9116 | 1.4808 | 19.0153 | 30.9229 | 84.4054 | 117.715 | 8.1808 | 1.4808 | 19.0153 | 30.9229 | 84.4054 | 117.07 | 8.1808 | 1.4808 | 19.0153
U | d198v | 25.2023 | 68.0374 | 108.611 | 7.8412 | 1.4808 | 19.0153 | 30.9229 | 84.4054 | 117.715 | 8.1808 | 1.4808 | 19.0153 | 30.9229 | 84.4054 | 116.977 | 8.1808 | 1.4808 | 19.0153
U | d198x | 22.7088 | 60.8104 | 101.802 | 7.809 | 1.4808 | 19.0153 | 30.9229 | 84.4054 | 117.715 | 8.1808 | 1.4808 | 19.0153 | 30.9229 | 84.4054 | 115.815 | 8.1808 | 1.4808 | 19.0153
U | d198y | 21.505 | 58.9089 | 99.9336 | 7.7929 | 1.4808 | 19.0153 | 30.9229 | 84.4054 | 117.715 | 8.1808 | 1.4808 | 19.0153 | 30.9229 | 84.4054 | 115.247 | 8.1808 | 1.4808 | 19.0153
U | d199a | 20.834 | 55.6805 | 97.567 | 7.7877 | 1.4808 | 19.0153 | 30.9229 | 84.4054 | 117.715 | 8.1808 | 1.4808 | 19.0153 | 30.9229 | 84.4054 | 114.989 | 8.1808 | 1.4808 | 19.0153
U | d199b | 20.9395 | 57.2261 | 101.345 | 7.7866 | 1.4808 | 19.0153 | 30.9229 | 84.4054 | 117.715 | 8.1808 | 1.4808 | 19.0153 | 30.9229 | 84.4054 | 115.296 | 8.1808 | 1.4808 | 19.0153
U | d199c | 20.7982 | 56.0496 | 101.666 | 7.7843 | 1.4808 | 19.0153 | 30.9229 | 84.4054 | 117.715 | 8.1808 | 1.4808 | 19.0153 | 30.9229 | 84.4054 | 115.195 | 8.1808 | 1.4808 | 19.0153
U | d199d | 20.8618 | 55.8723 | 101.935 | 7.7846 | 1.4808 | 19.0153 | 30.9229 | 84.4054 | 117.715 | 8.1808 | 1.4808 | 19.0153 | 30.9229 | 84.4054 | 115.15 | 8.1808 | 1.4808 | 19.0153
U | d199e | 21.4561 | 56.6524 | 103.049 | 7.7889 | 1.4808 | 19.0153 | 30.9229 | 84.4054 | 117.715 | 8.1808 | 1.4808 | 19.0153 | 30.9229 | 84.4054 | 115.829 | 8.1808 | 1.4808 | 19.0153
U | d199f | 23.5292 | 62.1195 | 108.416 | 7.8028 | 1.4808 | 19.0153 | 30.9229 | 84.4054 | 117.715 | 8.1808 | 1.4808 | 19.0153 | 30.9229 | 84.4054 | 116.932 | 8.1808 | 1.4808 | 19.0153
U | d199g | 27.2407 | 68.4792 | 112.643 | 7.8692 | 1.4808 | 19.0153 | 30.9229 | 84.4054 | 117.715 | 8.1808 | 1.4808 | 19.0153 | 30.9229 | 84.4054 | 117.415 | 8.1808 | 1.4808 | 19.0153
U | d199h | 29.4646 | 73.7162 | 115.072 | 7.9527 | 1.4808 | 19.0153 | 30.9229 | 84.4054 | 117.715 | 8.1808 | 1.4808 | 19.0153 | 30.9229 | 84.4054 | 117.715 | 8.1808 | 1.4808 | 19.0153
U | d199i | 29.8519 | 72.8256 | 115.018 | 8.021 | 1.4808 | 19.0153 | 30.9229 | 84.4054 | 117.715 | 8.1808 | 1.4808 | 19.0153 | 30.9229 | 84.4054 | 117.715 | 8.1808 | 1.4808 | 19.0153
U | d199j | 30.1824 | 70.9436 | 114.88 | 8.0709 | 1.4808 | 19.0153 | 30.9229 | 84.4054 | 117.715 | 8.1808 | 1.4808 | 19.0153 | 30.9229 | 84.4054 | 117.715 | 8.1808 | 1.4808 | 19.0153
U | d199k | 30.5995 | 72.1614 | 115.333 | 8.124 | 1.4808 | 19.0153 | 30.9229 | 84.4054 | 117.715 | 8.1808 | 1.4808 | 19.0153 | 30.9229 | 84.4054 | 117.715 | 8.1808 | 1.4808 | 19.0153
U | d199l | 30.8244 | 70.9653 | 115.286 | 8.141 | 1.4808 | 19.0153 | 30.9229 | 84.4054 | 117.715 | 8.1808 | 1.4808 | 19.0153 | 30.9229 | 84.4054 | 117.715 | 8.1808 | 1.4808 | 19.0153
U | d199m | 30.9229 | 71.2307 | 115.016 | 8.1737 | 1.4808 | 19.0153 | 30.9229 | 84.4054 | 117.715 | 8.1808 | 1.4808 | 19.0153 | 30.9229 | 84.4054 | 117.715 | 8.1808 | 1.4808 | 19.0153
U | d199n | 30.9181 | 69.0426 | 114.499 | 8.1687 | 1.4808 | 19.0153 | 30.9229 | 84.4054 | 117.715 | 8.1808 | 1.4808 | 19.0153 | 30.9229 | 84.4054 | 117.715 | 8.1808 | 1.4808 | 19.0153
U | d199o | 30.8841 | 68.667 | 114.635 | 8.1342 | 1.4808 | 19.0153 | 30.9229 | 84.4054 | 117.715 | 8.1808 | 1.4808 | 19.0153 | 30.9229 | 84.4054 | 117.715 | 8.1808 | 1.4808 | 19.0153
U | d199p | 30.9229 | 71.5619 | 115.39 | 8.1808 | 1.4808 | 19.0153 | 30.9229 | 84.4054 | 117.715 | 8.1808 | 1.4808 | 19.0153 | 30.9229 | 84.4054 | 117.715 | 8.1808 | 1.4808 | 19.0153
U | d199q | 30.9229 | 76.187 | 115.98 | 8.1808 | 1.4808 | 19.0153 | 30.9229 | 84.4054 | 117.715 | 8.1808 | 1.4808 | 19.0153 | 30.9229 | 84.4054 | 117.715 | 8.1808 | 1.4808 | 19.0153
U | d199r | 30.9229 | 75.5313 | 115.72 | 8.1808 | 1.4808 | 19.0153 | 30.9229 | 84.4054 | 117.715 | 8.1808 | 1.4808 | 19.0153 | 30.9229 | 84.4054 | 117.715 | 8.1808 | 1.4808 | 19.0153
U | d199s | 30.9229 | 68.1373 | 113.655 | 8.1808 | 1.4808 | 19.0153 | 30.9229 | 84.4054 | 117.715 | 8.1808 | 1.4808 | 19.0153 | 30.9229 | 84.4054 | 117.715 | 8.1808 | 1.4808 | 19.0153
U | d199t | 30.908 | 63.6222 | 111.757 | 8.0054 | 1.4808 | 19.0153 | 30.9229 | 84.4054 | 117.715 | 8.1808 | 1.4808 | 19.0153 | 30.9229 | 84.4054 | 117.715 | 8.1808 | 1.4808 | 19.0153
U | d199u | 30.0478 | 57.7639 | 107.742 | 7.8621 | 1.4808 | 19.0153 | 30.9229 | 84.4054 | 117.715 | 8.1808 | 1.4808 | 19.0153 | 30.9229 | 84.4054 | 116.419 | 8.1808 | 1.4808 | 19.0153
U | d199v | 28.894 | 56.0019 | 106.77 | 7.8298 | 1.4808 | 19.0153 | 30.9229 | 84.4054 | 117.715 | 8.1808 | 1.4808 | 19.0153 | 30.9229 | 84.4054 | 115.861 | 8.1808 | 1.4808 | 19.0153
U | d199x | 27.1505 | 51.3361 | 102.526 | 7.7969 | 1.4808 | 19.0153 | 30.9229 | 84.4054 | 117.715 | 8.1808 | 1.4808 | 19.0153 | 30.9229 | 84.4054 | 114.93 | 8.1808 | 1.4808 | 19.0153
U | d199y | 25.7611 | 46.7911 | 97.1572 | 7.7816 | 1.4808 | 19.0153 | 30.9229 | 84.4054 | 117.715 | 8.1808 | 1.4808 | 19.0153 | 30.9229 | 84.4054 | 114.186 | 8.1808 | 1.4808 | 19.0153
U | d200a | 25.5065 | 45.6109 | 95.7657 | 7.7788 | 1.4808 | 19.0153 | 30.9229 | 84.4054 | 117.715 | 8.1808 | 1.4808 | 19.0153 | 30.9229 | 84.4054 | 113.967 | 8.1808 | 1.4808 | 19.0153
U | d200b | 25.2299 | 45.6819 | 96.5683 | 7.7766 | 1.4808 | 19.0153 | 30.9229 | 84.4054 | 117.715 | 8.1808 | 1.4808 | 19.0153 | 30.9229 | 84.4054 | 114.003 | 8.1808 | 1.4808 | 19.0153
U | d200c | 25.1149 | 45.7556 | 97.3219 | 7.7759 | 1.4808 | 19.0153 | 30.9229 | 84.4054 | 117.715 | 8.1808 | 1.4808 | 19.0153 | 30.9229 | 84.4054 | 113.99 | 8.1808 | 1.4808 | 19.0153
U | d200d | 25.2255 | 45.9866 | 98.0708 | 7.7767 | 1.4808 | 19.0153 | 30.9229 | 84.4054 | 117.715 | 8.1808 | 1.4808 | 19.0153 | 30.9229 | 84.4054 | 113.977 | 8.1808 | 1.4808 | 19.0153
U | d200e | 25.5787 | 47.496 | 100.337 | 7.7808 | 1.4808 | 19.0153 | 30.9229 | 84.4054 | 117.715 | 8.1808 | 1.4808 | 19.0153 | 30.9229 | 84.4054 | 113.997 | 8.1808 | 1.4808 | 19.0153
U | d200f | 26.6926 | 52.3459 | 105.315 | 7.7905 | 1.4808 | 19.0153 | 30.9229 | 84.4054 | 117.715 | 8.1808 | 1.4808 | 19.0153 | 30.9229 | 84.4054 | 113.773 | 8.1808 | 1.4808 | 19.0153
U | d200g | 29.2086 | 59.8323 | 111.167 | 7.8229 | 1.4808 | 19.0153 | 30.9229 | 84.4054 | 117.715 | 8.1808 | 1.4808 | 19.0153 | 30.9229 | 84.4054 | 114.585 | 8.1808 | 1.4808 | 19.0153
U | d200h | 30.1993 | 62.0787 | 112.641 | 7.8484 | 1.4808 | 19.0153 | 30.9229 | 84.4054 | 117.715 | 8.1808 | 1.4808 | 19.0153 | 30.9229 | 84.4054 | 115.205 | 8.1808 | 1.4808 | 19.0153
U | d200i | 30.4732 | 63.4396 | 113.537 | 7.8679 | 1.4808 | 19.0153 | 30.9229 | 84.4054 | 117.715 | 8.1808 | 1.4808 | 19.0153 | 30.9229 | 84.4054 | 115.709 | 8.1808 | 1.4808 | 19.0153
U | d200j | 30.7945 | 65.2671 | 114.395 | 7.9227 | 1.4808 | 19.0153 | 30.9229 | 84.4054 | 117.715 | 8.1808 | 1.4808 | 19.0153 | 30.9229 | 84.4054 | 116.126 | 8.1808 | 1.4808 | 19.0153
U | d200k | 30.9229 | 69.982 | 115.263 | 8.0581 | 1.4808 | 19.0153 | 30.9229 | 84.4054 | 117.715 | 8.1808 | 1.4808 | 19.0153 | 30.9229 | 84.4054 | 116.573 | 8.1808 | 1.4808 | 19.0153
U | d200l | 30.9229 | 67.2684 | 114.522 | 8.1296 | 1.4808 | 19.0153 | 30.9229 | 84.4054 | 117.715 | 8.1808 | 1.4808 | 19.0153 | 30.9229 | 84.4054 | 116.534 | 8.1808 | 1.4808 | 19.0153
U | d200m | 30.9229 | 63.0595 | 112.851 | 7.9617 | 1.4808 | 19.0153 | 30.9229 | 84.4054 | 117.715 | 8.1808 | 1.4808 | 19.0153 | 30.9229 | 84.4054 | 116.383 | 8.1808 | 1.4808 | 19.0153
U | d200n | 30.9229 | 66.5925 | 114.05 | 8.1265 | 1.4808 | 19.0153 | 30.9229 | 84.4054 | 117.715 | 8.1808 | 1.4808 | 19.0153 | 30.9229 | 84.4054 | 116.744 | 8.1808 | 1.4808 | 19.0153
U | d200o | 30.9229 | 68.1752 | 114.598 | 8.135 | 1.4808 | 19.0153 | 30.9229 | 84.4054 | 117.715 | 8.1808 | 1.4808 | 19.0153 | 30.9229 | 84.4054 | 116.847 | 8.1808 | 1.4808 | 19.0153
U | d200p | 30.9229 | 69.6484 | 114.896 | 8.1703 | 1.4808 | 19.0153 | 30.9229 | 84.4054 | 117.715 | 8.1808 | 1.4808 | 19.0153 | 30.9229 | 84.4054 | 116.738 | 8.1808 | 1.4808 | 19.0153
U | d200q | 30.9229 | 74.818 | 115.746 | 8.1808 | 1.4808 | 19.0153 | 30.9229 | 84.4054 | 117.715 | 8.1808 | 1.4808 | 19.0153 | 30.9229 | 84.4054 | 116.833 | 8.1808 | 1.4808 | 19.0153
U | d200r | 30.9229 | 72.7106 | 115.131 | 8.1808 | 1.4808 | 19.0153 | 30.9229 | 84.4054 | 117.715 | 8.1808 | 1.4808 | 19.0153 | 30.9229 | 84.4054 | 116.593 | 8.1808 | 1.4808 | 19.0153
U | d200s | 30.9229 | 69.5332 | 114.493 | 8.1808 | 1.4808 | 19.0153 | 30.9229 | 84.4054 | 117.715 | 8.1808 | 1.4808 | 19.0153 | 30.9229 | 84.4054 | 116.376 | 8.1808 | 1.4808 | 19.0153
U | d200t | 30.916 | 66.8356 | 113.927 | 8.1808 | 1.4808 | 19.0153 | 30.9229 | 84.4054 | 117.715 | 8.1808 | 1.4808 | 19.0153 | 30.9229 | 84.4054 | 116.093 | 8.1808 | 1.4808 | 19.0153
U | d200u | 29.0504 | 59.6659 | 110.557 | 7.9011 | 1.4808 | 19.0153 | 30.9229 | 84.4054 | 117.715 | 8.1808 | 1.4808 | 19.0153 | 30.9229 | 84.4054 | 115.244 | 8.1808 | 1.4808 | 19.0153
U | d200v | 28.3146 | 57.5635 | 109.506 | 7.8495 | 1.4808 | 19.0153 | 30.9229 | 84.4054 | 117.715 | 8.1808 | 1.4808 | 19.0153 | 30.9229 | 84.4054 | 114.773 | 8.1808 | 1.4808 | 19.0153
U | d200x | 26.0157 | 50.2359 | 102.369 | 7.8011 | 1.4808 | 19.0153 | 30.9229 | 84.4054 | 117.715 | 8.1808 | 1.4808 | 19.0153 | 30.9229 | 84.4054 | 113.673 | 8.1808 | 1.4808 | 19.0153
U | d200y | 24.7148 | 47.0888 | 98.067 | 7.7868 | 1.4808 | 19.0153 | 30.9229 | 84.4054 | 117.715 | 8.1808 | 1.4808 | 19.0153 | 30.9229 | 84.4054 | 113.749 | 8.1808 | 1.4808 | 19.0153
U | d201a | 24.1678 | 46.3513 | 97.3864 | 7.7838 | 1.4808 | 19.0153 | 30.9229 | 84.4054 | 117.715 | 8.1808 | 1.4808 | 19.0153 | 30.9229 | 84.4054 | 113.651 | 8.1808 | 1.4808 | 19.0153
U | d201b | 24.0268 | 47.5396 | 99.7309 | 7.7837 | 1.4808 | 19.0153 | 30.9229 | 84.4054 | 117.715 | 8.1808 | 1.4808 | 19.0153 | 30.9229 | 84.4054 | 113.815 | 8.1808 | 1.4808 | 19.0153
U | d201c | 23.8014 | 48.0383 | 100.987 | 7.7845 | 1.4808 | 19.0153 | 30.9229 | 84.4054 | 117.715 | 8.1808 | 1.4808 | 19.0153 | 30.9229 | 84.4054 | 113.854 | 8.1808 | 1.4808 | 19.0153
U | d201d | 23.681 | 48.1984 | 101.643 | 7.7851 | 1.4808 | 19.0153 | 30.9229 | 84.4054 | 117.715 | 8.1808 | 1.4808 | 19.0153 | 30.9229 | 84.4054 | 113.824 | 8.1808 | 1.4808 | 19.0153
U | d201e | 23.9834 | 49.0092 | 103.239 | 7.7916 | 1.4808 | 19.0153 | 30.9229 | 84.4054 | 117.715 | 8.1808 | 1.4808 | 19.0153 | 30.9229 | 84.4054 | 113.787 | 8.1808 | 1.4808 | 19.0153
U | d201f | 25.4896 | 54.025 | 108.125 | 7.8053 | 1.4808 | 19.0153 | 30.9229 | 84.4054 | 117.715 | 8.1808 | 1.4808 | 19.0153 | 30.9229 | 84.4054 | 113.646 | 8.1808 | 1.4808 | 19.0153
U | d201g | 27.5903 | 60.0675 | 112.055 | 7.8655 | 1.4808 | 19.0153 | 30.9229 | 84.4054 | 117.715 | 8.1808 | 1.4808 | 19.0153 | 30.9229 | 84.4054 | 114.176 | 8.1808 | 1.4808 | 19.0153
U | d201h | 28.4401 | 62.6439 | 113.383 | 7.8937 | 1.4808 | 19.0153 | 30.9229 | 84.4054 | 117.715 | 8.1808 | 1.4808 | 19.0153 | 30.9229 | 84.4054 | 114.911 | 8.1808 | 1.4808 | 19.0153
U | d201i | 29.116 | 63.8004 | 113.909 | 7.9605 | 1.4808 | 19.0153 | 30.9229 | 84.4054 | 117.715 | 8.1808 | 1.4808 | 19.0153 | 30.9229 | 84.4054 | 115.383 | 8.1808 | 1.4808 | 19.0153
U | d201j | 30.318 | 65.7849 | 114.668 | 8.112 | 1.4808 | 19.0153 | 30.9229 | 84.4054 | 117.715 | 8.1808 | 1.4808 | 19.0153 | 30.9229 | 84.4054 | 115.972 | 8.1808 | 1.4808 | 19.0153
U | d201k | 30.7094 | 67.501 | 115.145 | 8.162 | 1.4808 | 19.0153 | 30.9229 | 84.4054 | 117.715 | 8.1808 | 1.4808 | 19.0153 | 30.9229 | 84.4054 | 116.315 | 8.1808 | 1.4808 | 19.0153
U | d201l | 30.8976 | 67.7192 | 115.172 | 8.1808 | 1.4808 | 19.0153 | 30.9229 | 84.4054 | 117.715 | 8.1808 | 1.4808 | 19.0153 | 30.9229 | 84.4054 | 116.423 | 8.1808 | 1.4808 | 19.0153
U | d201m | 30.9229 | 73.3702 | 116.287 | 8.1808 | 1.4808 | 19.0153 | 30.9229 | 84.4054 | 117.715 | 8.1808 | 1.4808 | 19.0153 | 30.9229 | 84.4054 | 117.149 | 8.1808 | 1.4808 | 19.0153
U | d201n | 30.9229 | 72.3304 | 116.001 | 8.1808 | 1.4808 | 19.0153 | 30.9229 | 84.4054 | 117.715 | 8.1808 | 1.4808 | 19.0153 | 30.9229 | 84.4054 | 116.952 | 8.1808 | 1.4808 | 19.0153
U | d201o | 30.9229 | 71.0384 | 115.831 | 8.1808 | 1.4808 | 19.0153 | 30.9229 | 84.4054 | 117.715 | 8.1808 | 1.4808 | 19.0153 | 30.9229 | 84.4054 | 116.76 | 8.1808 | 1.4808 | 19.0153
U | d201p | 30.9229 | 71.6323 | 115.887 | 8.1808 | 1.4808 | 19.0153 | 30.9229 | 84.4054 | 117.715 | 8.1808 | 1.4808 | 19.0153 | 30.9229 | 84.4054 | 116.625 | 8.1808 | 1.4808 | 19.0153
U | d201q | 30.9229 | 75.2659 | 116.286 | 8.1808 | 1.4808 | 19.0153 | 30.9229 | 84.4054 | 117.715 | 8.1808 | 1.4808 | 19.0153 | 30.9229 | 84.4054 | 116.582 | 8.1808 | 1.4808 | 19.0153
U | d201r | 30.9229 | 74.9895 | 116.128 | 8.1808 | 1.4808 | 19.0153 | 30.9229 | 84.4054 | 117.715 | 8.1808 | 1.4808 | 19.0153 | 30.9229 | 84.4054 | 116.562 | 8.1808 | 1.4808 | 19.0153
U | d201s | 30.9229 | 70.813 | 115.179 | 8.1808 | 1.4808 | 19.0153 | 30.9229 | 84.4054 | 117.715 | 8.1808 | 1.4808 | 19.0153 | 30.9229 | 84.4054 | 116.286 | 8.1808 | 1.4808 | 19.0153
U | d201t | 30.2915 | 64.2598 | 113.384 | 8.0627 | 1.4808 | 19.0153 | 30.9229 | 84.4054 | 117.715 | 8.1808 | 1.4808 | 19.0153 | 30.9229 | 84.4054 | 115.812 | 8.1808 | 1.4808 | 19.0153
U | d201u | 29.9712 | 63.2886 | 113.55 | 7.9427 | 1.4808 | 19.0153 | 30.9229 | 84.4054 | 117.715 | 8.1808 | 1.4808 | 19.0153 | 30.9229 | 84.4054 | 115.685 | 8.1808 | 1.4808 | 19.0153
U | d201v | 29.228 | 59.6321 | 111.585 | 7.858 | 1.4808 | 19.0153 | 30.9229 | 84.4054 | 117.715 | 8.1808 | 1.4808 | 19.0153 | 30.9229 | 84.4054 | 115.122 | 8.1808 | 1.4808 | 19.0153
U | d201x | 27.5184 | 53.9571 | 105.819 | 7.8048 | 1.4808 | 19.0153 | 30.9229 | 84.4054 | 117.715 | 8.1808 | 1.4808 | 19.0153 | 30.9229 | 84.4054 | 114.3 | 8.1808 | 1.4808 | 19.0153
U | d201y | 26.2299 | 50.4905 | 100.771 | 7.7879 | 1.4808 | 19.0153 | 30.9229 | 84.4054 | 117.715 | 8.1808 | 1.4808 | 19.0153 | 30.9229 | 84.4054 | 114.484 | 8.1808 | 1.4808 | 19.0153
U | d202a | 26.2027 | 50.6 | 100.29 | 7.7868 | 1.4808 | 19.0153 | 30.9229 | 84.4054 | 117.715 | 8.1808 | 1.4808 | 19.0153 | 30.9229 | 84.4054 | 114.487 | 8.1808 | 1.4808 | 19.0153
U | d202b | 26.3367 | 51.6672 | 101.946 | 7.7874 | 1.4808 | 19.0153 | 30.9229 | 84.4054 | 117.715 | 8.1808 | 1.4808 | 19.0153 | 30.9229 | 84.4054 | 114.654 | 8.1808 | 1.4808 | 19.0153
U | d202c | 26.2853 | 51.6642 | 101.654 | 7.7873 | 1.4808 | 19.0153 | 30.9229 | 84.4054 | 117.715 | 8.1808 | 1.4808 | 19.0153 | 30.9229 | 84.4054 | 114.695 | 8.1808 | 1.4808 | 19.0153
U | d202d | 26.6114 | 52.419 | 102.463 | 7.7889 | 1.4808 | 19.0153 | 30.9229 | 84.4054 | 117.715 | 8.1808 | 1.4808 | 19.0153 | 30.9229 | 84.4054 | 114.827 | 8.1808 | 1.4808 | 19.0153
U | d202e | 27.1398 | 53.1248 | 103.201 | 7.7951 | 1.4808 | 19.0153 | 30.9229 | 84.4054 | 117.715 | 8.1808 | 1.4808 | 19.0153 | 30.9229 | 84.4054 | 115.276 | 8.1808 | 1.4808 | 19.0153
U | d202f | 28.5119 | 58.0636 | 108.077 | 7.8135 | 1.4808 | 19.0153 | 30.9229 | 84.4054 | 117.715 | 8.1808 | 1.4808 | 19.0153 | 30.9229 | 84.4054 | 116.219 | 8.1808 | 1.4808 | 19.0153
U | d202g | 30.6083 | 65.627 | 113.558 | 7.9279 | 1.4808 | 19.0153 | 30.9229 | 84.4054 | 117.715 | 8.1808 | 1.4808 | 19.0153 | 30.9229 | 84.4054 | 117.715 | 8.1808 | 1.4808 | 19.0153
U | d202h | 30.9229 | 72.7522 | 115.666 | 8.1427 | 1.4808 | 19.0153 | 30.9229 | 84.4054 | 117.715 | 8.1808 | 1.4808 | 19.0153 | 30.9229 | 84.4054 | 117.715 | 8.1808 | 1.4808 | 19.0153
U | d202i | 30.9229 | 71.5619 | 115.416 | 8.1644 | 1.4808 | 19.0153 | 30.9229 | 84.4054 | 117.715 | 8.1808 | 1.4808 | 19.0153 | 30.9229 | 84.4054 | 117.715 | 8.1808 | 1.4808 | 19.0153
U | d202j | 30.9229 | 70.2199 | 115.154 | 8.1684 | 1.4808 | 19.0153 | 30.9229 | 84.4054 | 117.715 | 8.1808 | 1.4808 | 19.0153 | 30.9229 | 84.4054 | 117.715 | 8.1808 | 1.4808 | 19.0153
U | d202k | 30.9229 | 72.8785 | 115.357 | 8.1584 | 1.4808 | 19.0153 | 30.9229 | 84.4054 | 117.715 | 8.1808 | 1.4808 | 19.0153 | 30.9229 | 84.4054 | 117.715 | 8.1808 | 1.4808 | 19.0153
U | d202l | 30.9229 | 73.7401 | 115.27 | 8.1635 | 1.4808 | 19.0153 | 30.9229 | 84.4054 | 117.715 | 8.1808 | 1.4808 | 19.0153 | 30.9229 | 84.4054 | 117.715 | 8.1808 | 1.4808 | 19.0153
U | d202m | 30.9229 | 79.1807 | 115.83 | 8.1808 | 1.4808 | 19.0153 | 30.9229 | 84.4054 | 117.715 | 8.1808 | 1.4808 | 19.0153 | 30.9229 | 84.4054 | 117.715 | 8.1808 | 1.4808 | 19.0153
U | d202n | 30.9229 | 81.4415 | 116.384 | 8.1808 | 1.4808 | 19.0153 | 30.9229 | 84.4054 | 117.715 | 8.1808 | 1.4808 | 19.0153 | 30.9229 | 84.4054 | 117.715 | 8.1808 | 1.4808 | 19.0153
U | d202o | 30.9229 | 79.6083 | 116.043 | 8.1808 | 1.4808 | 19.0153 | 30.9229 | 84.4054 | 117.715 | 8.1808 | 1.4808 | 19.0153 | 30.9229 | 84.4054 | 117.715 | 8.1808 | 1.4808 | 19.0153
U | d202p | 30.9229 | 81.4457 | 116.687 | 8.1808 | 1.4808 | 19.0153 | 30.9229 | 84.4054 | 117.715 | 8.1808 | 1.4808 | 19.0153 | 30.9229 | 84.4054 | 117.715 | 8.1808 | 1.4808 | 19.0153
U | d202q | 30.9229 | 83.8671 | 117.715 | 8.1808 | 1.4808 | 19.0153 | 30.9229 | 84.4054 | 117.715 | 8.1808 | 1.4808 | 19.0153 | 30.9229 | 84.4054 | 117.715 | 8.1808 | 1.4808 | 19.0153
U | d202r | 30.9229 | 81.0793 | 116.118 | 8.1808 | 1.4808 | 19.0153 | 30.9229 | 84.4054 | 117.715 | 8.1808 | 1.4808 | 19.0153 | 30.9229 | 84.4054 | 117.715 | 8.1808 | 1.4808 | 19.0153
U | d202s | 30.9229 | 80.5803 | 116.032 | 8.1808 | 1.4808 | 19.0153 | 30.9229 | 84.4054 | 117.715 | 8.1808 | 1.4808 | 19.0153 | 30.9229 | 84.4054 | 117.715 | 8.1808 | 1.4808 | 19.0153
U | d202t | 30.9229 | 73.0636 | 114.389 | 8.0444 | 1.4808 | 19.0153 | 30.9229 | 84.4054 | 117.715 | 8.1808 | 1.4808 | 19.0153 | 30.9229 | 84.4054 | 117.715 | 8.1808 | 1.4808 | 19.0153
U | d202u | 30.6546 | 71.0921 | 113.682 | 7.8991 | 1.4808 | 19.0153 | 30.9229 | 84.4054 | 117.715 | 8.1808 | 1.4808 | 19.0153 | 30.9229 | 84.4054 | 117.023 | 8.1808 | 1.4808 | 19.0153
U | d202v | 30.0347 | 66.2697 | 110.136 | 7.839 | 1.4808 | 19.0153 | 30.9229 | 84.4054 | 117.715 | 8.1808 | 1.4808 | 19.0153 | 30.9229 | 84.4054 | 116.504 | 8.1808 | 1.4808 | 19.0153
U | d202x | 28.9995 | 63.6368 | 106.936 | 7.8036 | 1.4808 | 19.0153 | 30.9229 | 84.4054 | 117.715 | 8.1808 | 1.4808 | 19.0153 | 30.9229 | 84.4054 | 115.716 | 8.1808 | 1.4808 | 19.0153
U | d202y | 27.7731 | 59.8241 | 102.441 | 7.7882 | 1.4808 | 19.0153 | 30.9229 | 84.4054 | 117.715 | 8.1808 | 1.4808 | 19.0153 | 30.9229 | 84.4054 | 115.498 | 8.1808 | 1.4808 | 19.0153
U | d203a | 27.1841 | 58.4863 | 100.632 | 7.7854 | 1.4808 | 19.0153 | 30.9229 | 84.4054 | 117.715 | 8.1808 | 1.4808 | 19.0153 | 30.9229 | 84.4054 | 115.387 | 8.1808 | 1.4808 | 19.0153
U | d203b | 26.8051 | 58.9935 | 101.069 | 7.7831 | 1.4808 | 19.0153 | 30.9229 | 84.4054 | 117.715 | 8.1808 | 1.4808 | 19.0153 | 30.9229 | 84.4054 | 115.486 | 8.1808 | 1.4808 | 19.0153
U | d203c | 26.6449 | 59.9825 | 102.166 | 7.783 | 1.4808 | 19.0153 | 30.9229 | 84.4054 | 117.715 | 8.1808 | 1.4808 | 19.0153 | 30.9229 | 84.4054 | 115.576 | 8.1808 | 1.4808 | 19.0153
U | d203d | 26.5476 | 60.2973 | 102.101 | 7.7834 | 1.4808 | 19.0153 | 30.9229 | 84.4054 | 117.715 | 8.1808 | 1.4808 | 19.0153 | 30.9229 | 84.4054 | 115.576 | 8.1808 | 1.4808 | 19.0153
U | d203e | 27.0147 | 61.6971 | 103.838 | 7.7887 | 1.4808 | 19.0153 | 30.9229 | 84.4054 | 117.715 | 8.1808 | 1.4808 | 19.0153 | 30.9229 | 84.4054 | 116.094 | 8.1808 | 1.4808 | 19.0153
U | d203f | 28.2856 | 66.4794 | 107.734 | 7.7985 | 1.4808 | 19.0153 | 30.9229 | 84.4054 | 117.715 | 8.1808 | 1.4808 | 19.0153 | 30.9229 | 84.4054 | 116.832 | 8.1808 | 1.4808 | 19.0153
U | d203g | 29.8672 | 73.661 | 112.139 | 7.8363 | 1.4808 | 19.0153 | 30.9229 | 84.4054 | 117.715 | 8.1808 | 1.4808 | 19.0153 | 30.9229 | 84.4054 | 117.53 | 8.1808 | 1.4808 | 19.0153
U | d203h | 30.6167 | 78.711 | 114.912 | 7.8646 | 1.4808 | 19.0153 | 30.9229 | 84.4054 | 117.715 | 8.1808 | 1.4808 | 19.0153 | 30.9229 | 84.4054 | 117.715 | 8.1808 | 1.4808 | 19.0153
U | d203i | 30.6529 | 78.0868 | 114.314 | 7.879 | 1.4808 | 19.0153 | 30.9229 | 84.4054 | 117.715 | 8.1808 | 1.4808 | 19.0153 | 30.9229 | 84.4054 | 117.715 | 8.1808 | 1.4808 | 19.0153
U | d203j | 30.5822 | 73.2275 | 110.395 | 7.8855 | 1.4808 | 19.0153 | 30.9229 | 84.4054 | 117.715 | 8.1808 | 1.4808 | 19.0153 | 30.9229 | 84.4054 | 117.715 | 8.1808 | 1.4808 | 19.0153
U | d203k | 30.5587 | 70.8607 | 107.86 | 7.9124 | 1.4808 | 19.0153 | 30.9229 | 84.4054 | 117.715 | 8.1808 | 1.4808 | 19.0153 | 30.9229 | 84.4054 | 117.715 | 8.1808 | 1.4808 | 19.0153
U | d203l | 30.9229 | 71.5396 | 107.719 | 7.9317 | 1.4808 | 19.0153 | 30.9229 | 84.4054 | 117.715 | 8.1808 | 1.4808 | 19.0153 | 30.9229 | 84.4054 | 117.715 | 8.1808 | 1.4808 | 19.0153
U | d203m | 30.9229 | 74.8152 | 109.974 | 8.0507 | 1.4808 | 19.0153 | 30.9229 | 84.4054 | 117.715 | 8.1808 | 1.4808 | 19.0153 | 30.9229 | 84.4054 | 117.715 | 8.1808 | 1.4808 | 19.0153
U | d203n | 30.9229 | 73.737 | 109.297 | 7.9667 | 1.4808 | 19.0153 | 30.9229 | 84.4054 | 117.715 | 8.1808 | 1.4808 | 19.0153 | 30.9229 | 84.4054 | 117.715 | 8.1808 | 1.4808 | 19.0153
U | d203o | 30.9229 | 74.2936 | 110.45 | 7.9145 | 1.4808 | 19.0153 | 30.9229 | 84.4054 | 117.715 | 8.1808 | 1.4808 | 19.0153 | 30.9229 | 84.4054 | 117.715 | 8.1808 | 1.4808 | 19.0153
U | d203p | 30.9229 | 77.9156 | 112.869 | 8.0413 | 1.4808 | 19.0153 | 30.9229 | 84.4054 | 117.715 | 8.1808 | 1.4808 | 19.0153 | 30.9229 | 84.4054 | 117.715 | 8.1808 | 1.4808 | 19.0153
U | d203q | 30.9229 | 84.1845 | 117.028 | 8.1808 | 1.4808 | 19.0153 | 30.9229 | 84.4054 | 117.715 | 8.1808 | 1.4808 | 19.0153 | 30.9229 | 84.4054 | 117.715 | 8.1808 | 1.4808 | 19.0153
U | d203r | 30.9229 | 83.2286 | 116.104 | 8.1808 | 1.4808 | 19.0153 | 30.9229 | 84.4054 | 117.715 | 8.1808 | 1.4808 | 19.0153 | 30.9229 | 84.4054 | 117.715 | 8.1808 | 1.4808 | 19.0153
U | d203s | 30.9229 | 79.8296 | 113.751 | 8.1055 | 1.4808 | 19.0153 | 30.9229 | 84.4054 | 117.715 | 8.1808 | 1.4808 | 19.0153 | 30.9229 | 84.4054 | 117.715 | 8.1808 | 1.4808 | 19.0153
U | d203t | 30.9229 | 78.8337 | 113.559 | 8.0007 | 1.4808 | 19.0153 | 30.9229 | 84.4054 | 117.715 | 8.1808 | 1.4808 | 19.0153 | 30.9229 | 84.4054 | 117.715 | 8.1808 | 1.4808 | 19.0153
U | d203u | 30.5838 | 73.9283 | 110.671 | 7.866 | 1.4808 | 19.0153 | 30.9229 | 84.4054 | 117.715 | 8.1808 | 1.4808 | 19.0153 | 30.9229 | 84.4054 | 116.964 | 8.1808 | 1.4808 | 19.0153
U | d203v | 30.0874 | 70.0611 | 107.187 | 7.8287 | 1.4808 | 19.0153 | 30.9229 | 84.4054 | 117.715 | 8.1808 | 1.4808 | 19.0153 | 30.9229 | 84.4054 | 116.475 | 8.1808 | 1.4808 | 19.0153
U | d203x | 29.4776 | 68.6064 | 104.799 | 7.8017 | 1.4808 | 19.0153 | 30.9229 | 84.4054 | 117.715 | 8.1808 | 1.4808 | 19.0153 | 30.9229 | 84.4054 | 115.975 | 8.1808 | 1.4808 | 19.0153
U | d203y | 28.4961 | 62.6698 | 98.0319 | 7.7887 | 1.4808 | 19.0153 | 30.9229 | 84.4054 | 117.715 | 8.1808 | 1.4808 | 19.0153 | 30.9229 | 84.4054 | 115.532 | 8.1808 | 1.4808 | 19.0153
U | d204a | 28.3268 | 62.311 | 97.2427 | 7.7859 | 1.4808 | 19.0153 | 30.9229 | 84.4054 | 117.715 | 8.1808 | 1.4808 | 19.0153 | 30.9229 | 84.4054 | 115.514 | 8.1808 | 1.4808 | 19.0153
U | d204b | 28.1806 | 63.5223 | 98.9765 | 7.7847 | 1.4808 | 19.0153 | 30.9229 | 84.4054 | 117.715 | 8.1808 | 1.4808 | 19.0153 | 30.9229 | 84.4054 | 115.628 | 8.1808 | 1.4808 | 19.0153
U | d204c | 28.1444 | 64.1851 | 99.6115 | 7.7854 | 1.4808 | 19.0153 | 30.9229 | 84.4054 | 117.715 | 8.1808 | 1.4808 | 19.0153 | 30.9229 | 84.4054 | 115.658 | 8.1808 | 1.4808 | 19.0153
U | d204d | 28.0541 | 64.3242 | 99.6794 | 7.7855 | 1.4808 | 19.0153 | 30.9229 | 84.4054 | 117.715 | 8.1808 | 1.4808 | 19.0153 | 30.9229 | 84.4054 | 115.683 | 8.1808 | 1.4808 | 19.0153
U | d204e | 28.0529 | 64.3932 | 99.9409 | 7.7857 | 1.4808 | 19.0153 | 30.9229 | 84.4054 | 117.715 | 8.1808 | 1.4808 | 19.0153 | 30.9229 | 84.4054 | 116.131 | 8.1808 | 1.4808 | 19.0153
U | d204f | 28.41 | 65.2717 | 100.656 | 7.7893 | 1.4808 | 19.0153 | 30.9229 | 84.4054 | 117.715 | 8.1808 | 1.4808 | 19.0153 | 30.9229 | 84.4054 | 116.842 | 8.1808 | 1.4808 | 19.0153
U | d204g | 29.3996 | 70.4234 | 105.792 | 7.7996 | 1.4808 | 19.0153 | 30.9229 | 84.4054 | 117.715 | 8.1808 | 1.4808 | 19.0153 | 30.9229 | 84.4054 | 117.461 | 8.1808 | 1.4808 | 19.0153
U | d204h | 30.5586 | 78.1395 | 113.009 | 7.8319 | 1.4808 | 19.0153 | 30.9229 | 84.4054 | 117.715 | 8.1808 | 1.4808 | 19.0153 | 30.9229 | 84.4054 | 117.715 | 8.1808 | 1.4808 | 19.0153
U | d204i | 30.2901 | 76.4711 | 111.012 | 7.8339 | 1.4808 | 19.0153 | 30.9229 | 84.4054 | 117.715 | 8.1808 | 1.4808 | 19.0153 | 30.9229 | 84.4054 | 117.715 | 8.1808 | 1.4808 | 19.0153
U | d204j | 30.589 | 76.6666 | 109.692 | 7.8684 | 1.4808 | 19.0153 | 30.9229 | 84.4054 | 117.715 | 8.1808 | 1.4808 | 19.0153 | 30.9229 | 84.4054 | 117.715 | 8.1808 | 1.4808 | 19.0153
U | d204k | 30.7701 | 75.6589 | 108.776 | 7.8894 | 1.4808 | 19.0153 | 30.9229 | 84.4054 | 117.715 | 8.1808 | 1.4808 | 19.0153 | 30.9229 | 84.4054 | 117.715 | 8.1808 | 1.4808 | 19.0153
U | d204l | 30.9229 | 76.8233 | 109.477 | 7.9386 | 1.4808 | 19.0153 | 30.9229 | 84.4054 | 117.715 | 8.1808 | 1.4808 | 19.0153 | 30.9229 | 84.4054 | 117.715 | 8.1808 | 1.4808 | 19.0153
U | d204m | 30.9229 | 79.8191 | 111.497 | 8.1234 | 1.4808 | 19.0153 | 30.9229 | 84.4054 | 117.715 | 8.1808 | 1.4808 | 19.0153 | 30.9229 | 84.4054 | 117.715 | 8.1808 | 1.4808 | 19.0153
U | d204n | 30.9229 | 80.3749 | 112 | 8.1331 | 1.4808 | 19.0153 | 30.9229 | 84.4054 | 117.715 | 8.1808 | 1.4808 | 19.0153 | 30.9229 | 84.4054 | 117.715 | 8.1808 | 1.4808 | 19.0153
U | d204o | 30.9229 | 81.2033 | 113.282 | 8.1495 | 1.4808 | 19.0153 | 30.9229 | 84.4054 | 117.715 | 8.1808 | 1.4808 | 19.0153 | 30.9229 | 84.4054 | 117.715 | 8.1808 | 1.4808 | 19.0153
U | d204p | 30.9229 | 81.8226 | 113.783 | 8.1718 | 1.4808 | 19.0153 | 30.9229 | 84.4054 | 117.715 | 8.1808 | 1.4808 | 19.0153 | 30.9229 | 84.4054 | 117.715 | 8.1808 | 1.4808 | 19.0153
U | d204q | 30.9229 | 84.1807 | 116.349 | 8.1808 | 1.4808 | 19.0153 | 30.9229 | 84.4054 | 117.715 | 8.1808 | 1.4808 | 19.0153 | 30.9229 | 84.4054 | 117.715 | 8.1808 | 1.4808 | 19.0153
U | d204r | 30.9229 | 84.4054 | 117.134 | 8.1808 | 1.4808 | 19.0153 | 30.9229 | 84.4054 | 117.715 | 8.1808 | 1.4808 | 19.0153 | 30.9229 | 84.4054 | 117.715 | 8.1808 | 1.4808 | 19.0153
U | d204s | 30.9229 | 82.4496 | 114.46 | 8.1808 | 1.4808 | 19.0153 | 30.9229 | 84.4054 | 117.715 | 8.1808 | 1.4808 | 19.0153 | 30.9229 | 84.4054 | 117.715 | 8.1808 | 1.4808 | 19.0153
U | d204t | 30.9229 | 79.3653 | 112.171 | 8.03 | 1.4808 | 19.0153 | 30.9229 | 84.4054 | 117.715 | 8.1808 | 1.4808 | 19.0153 | 30.9229 | 84.4054 | 117.715 | 8.1808 | 1.4808 | 19.0153
U | d204u | 30.6945 | 76.5146 | 109.552 | 7.845 | 1.4808 | 19.0153 | 30.9229 | 84.4054 | 117.715 | 8.1808 | 1.4808 | 19.0153 | 30.9229 | 84.4054 | 117.016 | 8.1808 | 1.4808 | 19.0153
U | d204v | 29.6084 | 73.7469 | 105.874 | 7.8035 | 1.4808 | 19.0153 | 30.9229 | 84.4054 | 117.715 | 8.1808 | 1.4808 | 19.0153 | 30.9229 | 84.4054 | 116.634 | 8.1808 | 1.4808 | 19.0153
U | d204x | 29.5197 | 72.6867 | 105.508 | 7.7938 | 1.4808 | 19.0153 | 30.9229 | 84.4054 | 117.715 | 8.1808 | 1.4808 | 19.0153 | 30.9229 | 84.4054 | 116.159 | 8.1808 | 1.4808 | 19.0153
U | d204y | 28.3203 | 67.5694 | 99.8326 | 7.7788 | 1.4808 | 19.0153 | 30.9229 | 84.4054 | 117.715 | 8.1808 | 1.4808 | 19.0153 | 30.9229 | 84.4054 | 115.636 | 8.1808 | 1.4808 | 19.0153
U | d205a | 27.9495 | 66.5446 | 98.8289 | 7.7753 | 1.4808 | 19.0153 | 30.9229 | 84.4054 | 117.715 | 8.1808 | 1.4808 | 19.0153 | 30.9229 | 84.4054 | 115.617 | 8.1808 | 1.4808 | 19.0153
U | d205b | 27.8271 | 67.5712 | 100.621 | 7.7742 | 1.4808 | 19.0153 | 30.9229 | 84.4054 | 117.715 | 8.1808 | 1.4808 | 19.0153 | 30.9229 | 84.4054 | 115.785 | 8.1808 | 1.4808 | 19.0153
U | d205c | 27.8474 | 67.8514 | 101.151 | 7.7741 | 1.4808 | 19.0153 | 30.9229 | 84.4054 | 117.715 | 8.1808 | 1.4808 | 19.0153 | 30.9229 | 84.4054 | 115.879 | 8.1808 | 1.4808 | 19.0153
U | d205d | 27.7725 | 67.4629 | 100.952 | 7.7738 | 1.4808 | 19.0153 | 30.9229 | 84.4054 | 117.715 | 8.1808 | 1.4808 | 19.0153 | 30.9229 | 84.4054 | 115.886 | 8.1808 | 1.4808 | 19.0153
U | d205e | 27.7687 | 67.2814 | 101.166 | 7.7743 | 1.4808 | 19.0153 | 30.9229 | 84.4054 | 117.715 | 8.1808 | 1.4808 | 19.0153 | 30.9229 | 84.4054 | 116.472 | 8.1808 | 1.4808 | 19.0153
U | d205f | 28.3339 | 68.2807 | 102.279 | 7.7776 | 1.4808 | 19.0153 | 30.9229 | 84.4054 | 117.715 | 8.1808 | 1.4808 | 19.0153 | 30.9229 | 84.4054 | 116.995 | 8.1808 | 1.4808 | 19.0153
U | d205g | 30.3714 | 73.9045 | 108.668 | 7.7912 | 1.4808 | 19.0153 | 30.9229 | 84.4054 | 117.715 | 8.1808 | 1.4808 | 19.0153 | 30.9229 | 84.4054 | 117.715 | 8.1808 | 1.4808 | 19.0153
U | d205h | 30.9229 | 79.5804 | 113.816 | 7.8229 | 1.4808 | 19.0153 | 30.9229 | 84.4054 | 117.715 | 8.1808 | 1.4808 | 19.0153 | 30.9229 | 84.4054 | 117.715 | 8.1808 | 1.4808 | 19.0153
U | d205i | 30.9229 | 80.4808 | 114.327 | 7.8605 | 1.4808 | 19.0153 | 30.9229 | 84.4054 | 117.715 | 8.1808 | 1.4808 | 19.0153 | 30.9229 | 84.4054 | 117.715 | 8.1808 | 1.4808 | 19.0153
U | d205j | 30.9229 | 77.3536 | 111.032 | 7.8761 | 1.4808 | 19.0153 | 30.9229 | 84.4054 | 117.715 | 8.1808 | 1.4808 | 19.0153 | 30.9229 | 84.4054 | 117.715 | 8.1808 | 1.4808 | 19.0153
U | d205k | 30.9229 | 77.9732 | 111.205 | 7.9309 | 1.4808 | 19.0153 | 30.9229 | 84.4054 | 117.715 | 8.1808 | 1.4808 | 19.0153 | 30.9229 | 84.4054 | 117.715 | 8.1808 | 1.4808 | 19.0153
U | d205l | 30.9229 | 77.9757 | 111.368 | 7.9652 | 1.4808 | 19.0153 | 30.9229 | 84.4054 | 117.715 | 8.1808 | 1.4808 | 19.0153 | 30.9229 | 84.4054 | 117.715 | 8.1808 | 1.4808 | 19.0153
U | d205m | 30.9229 | 77.6126 | 110.685 | 8.0054 | 1.4808 | 19.0153 | 30.9229 | 84.4054 | 117.715 | 8.1808 | 1.4808 | 19.0153 | 30.9229 | 84.4054 | 117.715 | 8.1808 | 1.4808 | 19.0153
U | d205n | 30.9229 | 79.7317 | 113.449 | 8.0437 | 1.4808 | 19.0153 | 30.9229 | 84.4054 | 117.715 | 8.1808 | 1.4808 | 19.0153 | 30.9229 | 84.4054 | 117.715 | 8.1808 | 1.4808 | 19.0153
U | d205o | 30.9229 | 78.7994 | 112.616 | 7.9884 | 1.4808 | 19.0153 | 30.9229 | 84.4054 | 117.715 | 8.1808 | 1.4808 | 19.0153 | 30.9229 | 84.4054 | 117.715 | 8.1808 | 1.4808 | 19.0153
U | d205p | 30.9229 | 80.1293 | 113.876 | 8.0035 | 1.4808 | 19.0153 | 30.9229 | 84.4054 | 117.715 | 8.1808 | 1.4808 | 19.0153 | 30.9229 | 84.4054 | 117.715 | 8.1808 | 1.4808 | 19.0153
U | d205q | 30.9229 | 82.9122 | 116.216 | 8.1384 | 1.4808 | 19.0153 | 30.9229 | 84.4054 | 117.715 | 8.1808 | 1.4808 | 19.0153 | 30.9229 | 84.4054 | 117.715 | 8.1808 | 1.4808 | 19.0153
U | d205r | 30.9229 | 81.3337 | 115.459 | 8.1118 | 1.4808 | 19.0153 | 30.9229 | 84.4054 | 117.715 | 8.1808 | 1.4808 | 19.0153 | 30.9229 | 84.4054 | 117.715 | 8.1808 | 1.4808 | 19.0153
U | d205s | 30.9229 | 76.6764 | 113.26 | 8.0247 | 1.4808 | 19.0153 | 30.9229 | 84.4054 | 117.715 | 8.1808 | 1.4808 | 19.0153 | 30.9229 | 84.4054 | 117.715 | 8.1808 | 1.4808 | 19.0153
U | d205t | 30.8963 | 74.4293 | 112.815 | 7.8933 | 1.4808 | 19.0153 | 30.9229 | 84.4054 | 117.715 | 8.1808 | 1.4808 | 19.0153 | 30.9229 | 84.4054 | 117.715 | 8.1808 | 1.4808 | 19.0153
U | d205u | 29.0551 | 67.3373 | 107.719 | 7.8252 | 1.4808 | 19.0153 | 30.9229 | 84.4054 | 117.715 | 8.1808 | 1.4808 | 19.0153 | 30.9229 | 84.4054 | 117.138 | 8.1808 | 1.4808 | 19.0153
U | d205v | 26.8766 | 64.4694 | 104.968 | 7.8019 | 1.4808 | 19.0153 | 30.9229 | 84.4054 | 117.715 | 8.1808 | 1.4808 | 19.0153 | 30.9229 | 84.4054 | 116.964 | 8.1808 | 1.4808 | 19.0153
U | d205x | 25.6157 | 63.8106 | 102.855 | 7.7923 | 1.4808 | 19.0153 | 30.9229 | 84.4054 | 117.715 | 8.1808 | 1.4808 | 19.0153 | 30.9229 | 84.4054 | 116.411 | 8.1808 | 1.4808 | 19.0153
U | d205y | 23.8244 | 59.9424 | 97.4924 | 7.7801 | 1.4808 | 19.0153 | 30.9229 | 84.4054 | 117.715 | 8.1808 | 1.4808 | 19.0153 | 30.9229 | 84.4054 | 115.727 | 8.1808 | 1.4808 | 19.0153
U | d206a | 23.4986 | 58.4931 | 95.8007 | 7.778 | 1.4808 | 19.0153 | 30.9229 | 84.4054 | 117.715 | 8.1808 | 1.4808 | 19.0153 | 30.9229 | 84.4054 | 115.552 | 8.1808 | 1.4808 | 19.0153
U | d206b | 23.2746 | 58.0695 | 95.8882 | 7.7769 | 1.4808 | 19.0153 | 30.9229 | 84.4054 | 117.715 | 8.1808 | 1.4808 | 19.0153 | 30.9229 | 84.4054 | 115.6 | 8.1808 | 1.4808 | 19.0153
U | d206c | 23.1913 | 57.6097 | 95.8376 | 7.7769 | 1.4808 | 19.0153 | 30.9229 | 84.4054 | 117.715 | 8.1808 | 1.4808 | 19.0153 | 30.9229 | 84.4054 | 115.664 | 8.1808 | 1.4808 | 19.0153
U | d206d | 23.611 | 57.4086 | 95.5896 | 7.7783 | 1.4808 | 19.0153 | 30.9229 | 84.4054 | 117.715 | 8.1808 | 1.4808 | 19.0153 | 30.9229 | 84.4054 | 115.733 | 8.1808 | 1.4808 | 19.0153
U | d206e | 24.4523 | 58.1624 | 96.4203 | 7.7826 | 1.4808 | 19.0153 | 30.9229 | 84.4054 | 117.715 | 8.1808 | 1.4808 | 19.0153 | 30.9229 | 84.4054 | 116.303 | 8.1808 | 1.4808 | 19.0153
U | d206f | 26.2311 | 62.0068 | 101.156 | 7.7921 | 1.4808 | 19.0153 | 30.9229 | 84.4054 | 117.715 | 8.1808 | 1.4808 | 19.0153 | 30.9229 | 84.4054 | 117.029 | 8.1808 | 1.4808 | 19.0153
U | d206g | 29.565 | 67.8852 | 108.646 | 7.8281 | 1.4808 | 19.0153 | 30.9229 | 84.4054 | 117.715 | 8.1808 | 1.4808 | 19.0153 | 30.9229 | 84.4054 | 117.715 | 8.1808 | 1.4808 | 19.0153
U | d206h | 30.9229 | 73.3674 | 113.282 | 7.8831 | 1.4808 | 19.0153 | 30.9229 | 84.4054 | 117.715 | 8.1808 | 1.4808 | 19.0153 | 30.9229 | 84.4054 | 117.715 | 8.1808 | 1.4808 | 19.0153
U | d206i | 30.9185 | 69.8813 | 111.449 | 7.8829 | 1.4808 | 19.0153 | 30.9229 | 84.4054 | 117.715 | 8.1808 | 1.4808 | 19.0153 | 30.9229 | 84.4054 | 117.715 | 8.1808 | 1.4808 | 19.0153
U | d206j | 30.9229 | 67.2442 | 108.11 | 7.9481 | 1.4808 | 19.0153 | 30.9229 | 84.4054 | 117.715 | 8.1808 | 1.4808 | 19.0153 | 30.9229 | 84.4054 | 117.715 | 8.1808 | 1.4808 | 19.0153
U | d206k | 30.9229 | 66.0847 | 104.364 | 7.985 | 1.4808 | 19.0153 | 30.9229 | 84.4054 | 117.715 | 8.1808 | 1.4808 | 19.0153 | 30.9229 | 84.4054 | 117.715 | 8.1808 | 1.4808 | 19.0153
U | d206l | 30.9229 | 65.0979 | 100.721 | 8.0097 | 1.4808 | 19.0153 | 30.9229 | 84.4054 | 117.715 | 8.1808 | 1.4808 | 19.0153 | 30.9229 | 84.4054 | 117.715 | 8.1808 | 1.4808 | 19.0153
U | d206m | 30.9229 | 67.7289 | 105.747 | 8.1362 | 1.4808 | 19.0153 | 30.9229 | 84.4054 | 117.715 | 8.1808 | 1.4808 | 19.0153 | 30.9229 | 84.4054 | 117.715 | 8.1808 | 1.4808 | 19.0153
U | d206n | 30.9229 | 69.0932 | 109.61 | 8.146 | 1.4808 | 19.0153 | 30.9229 | 84.4054 | 117.715 | 8.1808 | 1.4808 | 19.0153 | 30.9229 | 84.4054 | 117.715 | 8.1808 | 1.4808 | 19.0153
U | d206o | 30.9229 | 69.7082 | 112.252 | 8.1334 | 1.4808 | 19.0153 | 30.9229 | 84.4054 | 117.715 | 8.1808 | 1.4808 | 19.0153 | 30.9229 | 84.4054 | 117.715 | 8.1808 | 1.4808 | 19.0153
U | d206p | 30.9229 | 70.4048 | 113.784 | 8.1416 | 1.4808 | 19.0153 | 30.9229 | 84.4054 | 117.715 | 8.1808 | 1.4808 | 19.0153 | 30.9229 | 84.4054 | 117.715 | 8.1808 | 1.4808 | 19.0153
U | d206q | 30.9229 | 74.7935 | 115.23 | 8.1808 | 1.4808 | 19.0153 | 30.9229 | 84.4054 | 117.715 | 8.1808 | 1.4808 | 19.0153 | 30.9229 | 84.4054 | 117.715 | 8.1808 | 1.4808 | 19.0153
U | d206r | 30.9229 | 70.7371 | 113.954 | 8.1787 | 1.4808 | 19.0153 | 30.9229 | 84.4054 | 117.715 | 8.1808 | 1.4808 | 19.0153 | 30.9229 | 84.4054 | 117.715 | 8.1808 | 1.4808 | 19.0153
U | d206s | 30.8939 | 65.8266 | 111.32 | 8.0536 | 1.4808 | 19.0153 | 30.9229 | 84.4054 | 117.715 | 8.1808 | 1.4808 | 19.0153 | 30.9229 | 84.4054 | 117.715 | 8.1808 | 1.4808 | 19.0153
U | d206t | 30.357 | 63.4073 | 109.591 | 7.9091 | 1.4808 | 19.0153 | 30.9229 | 84.4054 | 117.715 | 8.1808 | 1.4808 | 19.0153 | 30.9229 | 84.4054 | 117.715 | 8.1808 | 1.4808 | 19.0153
U | d206u | 27.0159 | 54.8355 | 100.949 | 7.8192 | 1.4808 | 19.0153 | 30.9229 | 84.4054 | 117.715 | 8.1808 | 1.4808 | 19.0153 | 30.9229 | 84.4054 | 116.59 | 8.1808 | 1.4808 | 19.0153
U | d206v | 26.2212 | 54.4465 | 101.556 | 7.803 | 1.4808 | 19.0153 | 30.9229 | 84.4054 | 117.715 | 8.1808 | 1.4808 | 19.0153 | 30.9229 | 84.4054 | 116.257 | 8.1808 | 1.4808 | 19.0153
U | d206x | 23.9821 | 48.2009 | 93.185 | 7.7859 | 1.4808 | 19.0153 | 30.9229 | 84.4054 | 117.715 | 8.1808 | 1.4808 | 19.0153 | 30.9229 | 84.4054 | 115.312 | 8.1808 | 1.4808 | 19.0153
U | d206y | 22.4664 | 44.4283 | 88.4153 | 7.7746 | 1.4808 | 19.0153 | 30.9229 | 84.4054 | 117.715 | 8.1808 | 1.4808 | 19.0153 | 30.9229 | 84.4054 | 115.008 | 8.1808 | 1.4808 | 19.0153
U | d207a | 21.6686 | 43.0251 | 86.8058 | 7.7723 | 1.4808 | 19.0153 | 30.9229 | 84.4054 | 117.715 | 8.1808 | 1.4808 | 19.0153 | 30.9229 | 84.4054 | 114.897 | 8.1808 | 1.4808 | 19.0153
U | d207b | 20.6469 | 42.9586 | 87.1547 | 7.7704 | 1.4808 | 19.0153 | 30.9229 | 84.4054 | 117.715 | 8.1808 | 1.4808 | 19.0153 | 30.9229 | 84.4054 | 115.079 | 8.1808 | 1.4808 | 19.0153
U | d207c | 19.5482 | 42.8029 | 87.1463 | 7.7701 | 1.4808 | 19.0153 | 30.9229 | 84.4054 | 117.715 | 8.1808 | 1.4808 | 19.0153 | 30.9229 | 84.4054 | 115.034 | 8.1808 | 1.4808 | 19.0153
U | d207d | 18.9652 | 42.8114 | 86.8182 | 7.7702 | 1.4808 | 19.0153 | 30.9229 | 84.4054 | 117.715 | 8.1808 | 1.4808 | 19.0153 | 30.9229 | 84.4054 | 114.973 | 8.1808 | 1.4808 | 19.0153
U | d207e | 19.0401 | 44.1366 | 88.8064 | 7.7728 | 1.4808 | 19.0153 | 30.9229 | 84.4054 | 117.715 | 8.1808 | 1.4808 | 19.0153 | 30.9229 | 84.4054 | 114.773 | 8.1808 | 1.4808 | 19.0153
U | d207f | 20.4245 | 49.4156 | 94.7624 | 7.7792 | 1.4808 | 19.0153 | 30.9229 | 84.4054 | 117.715 | 8.1808 | 1.4808 | 19.0153 | 30.9229 | 84.4054 | 114.514 | 8.1808 | 1.4808 | 19.0153
U | d207g | 22.4753 | 54.2033 | 100.173 | 7.7934 | 1.4808 | 19.0153 | 30.9229 | 84.4054 | 117.715 | 8.1808 | 1.4808 | 19.0153 | 30.9229 | 84.4054 | 114.913 | 8.1808 | 1.4808 | 19.0153
U | d207h | 24.5821 | 58.4227 | 105.33 | 7.8057 | 1.4808 | 19.0153 | 30.9229 | 84.4054 | 117.715 | 8.1808 | 1.4808 | 19.0153 | 30.9229 | 84.4054 | 115.724 | 8.1808 | 1.4808 | 19.0153
U | d207i | 26.518 | 61.742 | 109.571 | 7.8193 | 1.4808 | 19.0153 | 30.9229 | 84.4054 | 117.715 | 8.1808 | 1.4808 | 19.0153 | 30.9229 | 84.4054 | 116.258 | 8.1808 | 1.4808 | 19.0153
U | d207j | 27.4019 | 61.7561 | 109.784 | 7.8347 | 1.4808 | 19.0153 | 30.9229 | 84.4054 | 117.715 | 8.1808 | 1.4808 | 19.0153 | 30.9229 | 84.4054 | 116.421 | 8.1808 | 1.4808 | 19.0153
U | d207k | 27.8253 | 62.2896 | 110.498 | 7.8466 | 1.4808 | 19.0153 | 30.9229 | 84.4054 | 117.715 | 8.1808 | 1.4808 | 19.0153 | 30.9229 | 84.4054 | 116.542 | 8.1808 | 1.4808 | 19.0153
U | d207l | 29.1847 | 68.1501 | 114.155 | 7.9026 | 1.4808 | 19.0153 | 30.9229 | 84.4054 | 117.715 | 8.1808 | 1.4808 | 19.0153 | 30.9229 | 84.4054 | 117.172 | 8.1808 | 1.4808 | 19.0153
U | d207m | 28.7513 | 65.7251 | 112.934 | 7.8634 | 1.4808 | 19.0153 | 30.9229 | 84.4054 | 117.715 | 8.1808 | 1.4808 | 19.0153 | 30.9229 | 84.4054 | 116.774 | 8.1808 | 1.4808 | 19.0153
U | d207n | 29.9498 | 69.0611 | 114.597 | 7.9065 | 1.4808 | 19.0153 | 30.9229 | 84.4054 | 117.715 | 8.1808 | 1.4808 | 19.0153 | 30.9229 | 84.4054 | 117.346 | 8.1808 | 1.4808 | 19.0153
U | d207o | 29.6922 | 67.9287 | 114.173 | 7.8743 | 1.4808 | 19.0153 | 30.9229 | 84.4054 | 117.715 | 8.1808 | 1.4808 | 19.0153 | 30.9229 | 84.4054 | 116.969 | 8.1808 | 1.4808 | 19.0153
U | d207p | 30.2984 | 68.7745 | 114.26 | 7.9238 | 1.4808 | 19.0153 | 30.9229 | 84.4054 | 117.715 | 8.1808 | 1.4808 | 19.0153 | 30.9229 | 84.4054 | 117.02 | 8.1808 | 1.4808 | 19.0153
U | d207q | 30.7955 | 73.295 | 115.708 | 8.085 | 1.4808 | 19.0153 | 30.9229 | 84.4054 | 117.715 | 8.1808 | 1.4808 | 19.0153 | 30.9229 | 84.4054 | 117.715 | 8.1808 | 1.4808 | 19.0153
U | d207r | 30.1836 | 68.2552 | 113.48 | 7.9554 | 1.4808 | 19.0153 | 30.9229 | 84.4054 | 117.715 | 8.1808 | 1.4808 | 19.0153 | 30.9229 | 84.4054 | 116.818 | 8.1808 | 1.4808 | 19.0153
U | d207s | 29.0552 | 63.0901 | 109.925 | 7.8622 | 1.4808 | 19.0153 | 30.9229 | 84.4054 | 117.715 | 8.1808 | 1.4808 | 19.0153 | 30.9229 | 84.4054 | 116.342 | 8.1808 | 1.4808 | 19.0153
U | d207t | 27.1606 | 59.1888 | 106.114 | 7.831 | 1.4808 | 19.0153 | 30.9229 | 84.4054 | 117.715 | 8.1808 | 1.4808 | 19.0153 | 30.9229 | 84.4054 | 115.81 | 8.1808 | 1.4808 | 19.0153
U | d207u | 24.6588 | 54.6386 | 102.286 | 7.8047 | 1.4808 | 19.0153 | 30.9229 | 84.4054 | 117.715 | 8.1808 | 1.4808 | 19.0153 | 30.9229 | 84.4054 | 115.068 | 8.1808 | 1.4808 | 19.0153
U | d207v | 23.1987 | 51.7802 | 99.31 | 7.7907 | 1.4808 | 19.0153 | 30.9229 | 84.4054 | 117.715 | 8.1808 | 1.4808 | 19.0153 | 30.9229 | 84.4054 | 114.471 | 8.1808 | 1.4808 | 19.0153
U | d207x | 21.8071 | 48.8981 | 95.5014 | 7.78 | 1.4808 | 19.0153 | 30.9229 | 84.4054 | 117.715 | 8.1808 | 1.4808 | 19.0153 | 30.9229 | 84.4054 | 113.783 | 8.1808 | 1.4808 | 19.0153
U | d207y | 19.531 | 44.0191 | 88.8948 | 7.7711 | 1.4808 | 19.0153 | 30.9229 | 84.4054 | 117.715 | 8.1808 | 1.4808 | 19.0153 | 30.9229 | 84.4054 | 113.528 | 8.1808 | 1.4808 | 19.0153
U | d208a | 19.0001 | 43.0855 | 87.0932 | 7.7697 | 1.4808 | 19.0153 | 30.9229 | 84.4054 | 117.715 | 8.1808 | 1.4808 | 19.0153 | 30.9229 | 84.4054 | 113.358 | 8.1808 | 1.4808 | 19.0153
U | d208b | 18.7156 | 42.9326 | 87.1485 | 7.7687 | 1.4808 | 19.0153 | 30.9229 | 84.4054 | 117.715 | 8.1808 | 1.4808 | 19.0153 | 30.9229 | 84.4054 | 113.489 | 8.1808 | 1.4808 | 19.0153
U | d208c | 18.6523 | 43.6987 | 87.6975 | 7.7687 | 1.4808 | 19.0153 | 30.9229 | 84.4054 | 117.715 | 8.1808 | 1.4808 | 19.0153 | 30.9229 | 84.4054 | 113.582 | 8.1808 | 1.4808 | 19.0153
U | d208d | 18.476 | 43.9632 | 87.5032 | 7.7685 | 1.4808 | 19.0153 | 30.9229 | 84.4054 | 117.715 | 8.1808 | 1.4808 | 19.0153 | 30.9229 | 84.4054 | 113.588 | 8.1808 | 1.4808 | 19.0153
U | d208e | 18.9704 | 45.2566 | 90.0669 | 7.7714 | 1.4808 | 19.0153 | 30.9229 | 84.4054 | 117.715 | 8.1808 | 1.4808 | 19.0153 | 30.9229 | 84.4054 | 113.527 | 8.1808 | 1.4808 | 19.0153
U | d208f | 20.5731 | 50.261 | 95.3665 | 7.7772 | 1.4808 | 19.0153 | 30.9229 | 84.4054 | 117.715 | 8.1808 | 1.4808 | 19.0153 | 30.9229 | 84.4054 | 113.289 | 8.1808 | 1.4808 | 19.0153
U | d208g | 22.7728 | 55.3606 | 100.822 | 7.7915 | 1.4808 | 19.0153 | 30.9229 | 84.4054 | 117.715 | 8.1808 | 1.4808 | 19.0153 | 30.9229 | 84.4054 | 113.896 | 8.1808 | 1.4808 | 19.0153
U | d208h | 24.3523 | 59.6738 | 105.818 | 7.8039 | 1.4808 | 19.0153 | 30.9229 | 84.4054 | 117.715 | 8.1808 | 1.4808 | 19.0153 | 30.9229 | 84.4054 | 114.878 | 8.1808 | 1.4808 | 19.0153
U | d208i | 25.9411 | 61.41 | 108.187 | 7.8175 | 1.4808 | 19.0153 | 30.9229 | 84.4054 | 117.715 | 8.1808 | 1.4808 | 19.0153 | 30.9229 | 84.4054 | 115.448 | 8.1808 | 1.4808 | 19.0153
U | d208j | 27.4319 | 59.6906 | 106.128 | 7.8445 | 1.4808 | 19.0153 | 30.9229 | 84.4054 | 117.715 | 8.1808 | 1.4808 | 19.0153 | 30.9229 | 84.4054 | 115.924 | 8.1808 | 1.4808 | 19.0153
U | d208k | 28.1306 | 59.0442 | 104.564 | 7.8727 | 1.4808 | 19.0153 | 30.9229 | 84.4054 | 117.715 | 8.1808 | 1.4808 | 19.0153 | 30.9229 | 84.4054 | 116.194 | 8.1808 | 1.4808 | 19.0153
U | d208l | 28.2619 | 59.6833 | 102.691 | 7.9033 | 1.4808 | 19.0153 | 30.9229 | 84.4054 | 117.715 | 8.1808 | 1.4808 | 19.0153 | 30.9229 | 84.4054 | 116.328 | 8.1808 | 1.4808 | 19.0153
U | d208m | 29.9194 | 65.7068 | 110.057 | 8.1228 | 1.4808 | 19.0153 | 30.9229 | 84.4054 | 117.715 | 8.1808 | 1.4808 | 19.0153 | 30.9229 | 84.4054 | 117.197 | 8.1808 | 1.4808 | 19.0153
U | d208n | 29.4526 | 65.4941 | 111.331 | 8.1343 | 1.4808 | 19.0153 | 30.9229 | 84.4054 | 117.715 | 8.1808 | 1.4808 | 19.0153 | 30.9229 | 84.4054 | 116.688 | 8.1808 | 1.4808 | 19.0153
U | d208o | 28.6049 | 64.2171 | 111.605 | 8.0812 | 1.4808 | 19.0153 | 30.9229 | 84.4054 | 117.715 | 8.1808 | 1.4808 | 19.0153 | 30.9229 | 84.4054 | 116.381 | 8.1808 | 1.4808 | 19.0153
U | d208p | 30.0641 | 68.521 | 113.8 | 8.1808 | 1.4808 | 19.0153 | 30.9229 | 84.4054 | 117.715 | 8.1808 | 1.4808 | 19.0153 | 30.9229 | 84.4054 | 116.694 | 8.1808 | 1.4808 | 19.0153
U | d208q | 30.5753 | 72.4322 | 115.017 | 8.1808 | 1.4808 | 19.0153 | 30.9229 | 84.4054 | 117.715 | 8.1808 | 1.4808 | 19.0153 | 30.9229 | 84.4054 | 117.085 | 8.1808 | 1.4808 | 19.0153
U | d208r | 29.7702 | 68.8812 | 113.467 | 8.1808 | 1.4808 | 19.0153 | 30.9229 | 84.4054 | 117.715 | 8.1808 | 1.4808 | 19.0153 | 30.9229 | 84.4054 | 116.483 | 8.1808 | 1.4808 | 19.0153
U | d208s | 29.0459 | 67.3029 | 112.436 | 8.1808 | 1.4808 | 19.0153 | 30.9229 | 84.4054 | 117.715 | 8.1808 | 1.4808 | 19.0153 | 30.9229 | 84.4054 | 116.3 | 8.1808 | 1.4808 | 19.0153
U | d208t | 27.8965 | 62.7196 | 109.335 | 8.0182 | 1.4808 | 19.0153 | 30.9229 | 84.4054 | 117.715 | 8.1808 | 1.4808 | 19.0153 | 30.9229 | 84.4054 | 115.851 | 8.1808 | 1.4808 | 19.0153
U | d208u | 24.8941 | 56.3811 | 104.005 | 7.8564 | 1.4808 | 19.0153 | 30.9229 | 84.4054 | 117.715 | 8.1808 | 1.4808 | 19.0153 | 30.9229 | 84.4054 | 115.013 | 8.1808 | 1.4808 | 19.0153
U | d208v | 23.0371 | 52.682 | 100.067 | 7.8205 | 1.4808 | 19.0153 | 30.9229 | 84.4054 | 117.715 | 8.1808 | 1.4808 | 19.0153 | 30.9229 | 84.4054 | 114.245 | 8.1808 | 1.4808 | 19.0153
U | d208x | 21.8002 | 48.8196 | 94.6722 | 7.7995 | 1.4808 | 19.0153 | 30.9229 | 84.4054 | 117.715 | 8.1808 | 1.4808 | 19.0153 | 30.9229 | 84.4054 | 113.462 | 8.1808 | 1.4808 | 19.0153
U | d208y | 19.8633 | 44.3946 | 89.0921 | 7.7843 | 1.4808 | 19.0153 | 30.9229 | 84.4054 | 117.715 | 8.1808 | 1.4808 | 19.0153 | 30.9229 | 84.4054 | 113.333 | 8.1808 | 1.4808 | 19.0153
U | d209a | 19.9848 | 44.854 | 89.7909 | 7.7836 | 1.4808 | 19.0153 | 30.9229 | 84.4054 | 117.715 | 8.1808 | 1.4808 | 19.0153 | 30.9229 | 84.4054 | 113.473 | 8.1808 | 1.4808 | 19.0153
U | d209b | 19.8912 | 44.5427 | 90.0177 | 7.7822 | 1.4808 | 19.0153 | 30.9229 | 84.4054 | 117.715 | 8.1808 | 1.4808 | 19.0153 | 30.9229 | 84.4054 | 113.565 | 8.1808 | 1.4808 | 19.0153
U | d209c | 20.225 | 45.0095 | 90.4984 | 7.7833 | 1.4808 | 19.0153 | 30.9229 | 84.4054 | 117.715 | 8.1808 | 1.4808 | 19.0153 | 30.9229 | 84.4054 | 113.741 | 8.1808 | 1.4808 | 19.0153
U | d209d | 20.5268 | 44.8344 | 90.0092 | 7.7847 | 1.4808 | 19.0153 | 30.9229 | 84.4054 | 117.715 | 8.1808 | 1.4808 | 19.0153 | 30.9229 | 84.4054 | 113.819 | 8.1808 | 1.4808 | 19.0153
U | d209e | 21.2045 | 45.3613 | 90.6056 | 7.7901 | 1.4808 | 19.0153 | 30.9229 | 84.4054 | 117.715 | 8.1808 | 1.4808 | 19.0153 | 30.9229 | 84.4054 | 114.548 | 8.1808 | 1.4808 | 19.0153
U | d209f | 23.298 | 51.1255 | 97.4168 | 7.8025 | 1.4808 | 19.0153 | 30.9229 | 84.4054 | 117.715 | 8.1808 | 1.4808 | 19.0153 | 30.9229 | 84.4054 | 115.947 | 8.1808 | 1.4808 | 19.0153
U | d209g | 26.5616 | 57.8375 | 105.172 | 7.8512 | 1.4808 | 19.0153 | 30.9229 | 84.4054 | 117.715 | 8.1808 | 1.4808 | 19.0153 | 30.9229 | 84.4054 | 117.489 | 8.1808 | 1.4808 | 19.0153
U | d209h | 28.806 | 62.2287 | 109.145 | 7.9139 | 1.4808 | 19.0153 | 30.9229 | 84.4054 | 117.715 | 8.1808 | 1.4808 | 19.0153 | 30.9229 | 84.4054 | 117.715 | 8.1808 | 1.4808 | 19.0153
U | d209i | 29.286 | 62.2442 | 109.301 | 7.9808 | 1.4808 | 19.0153 | 30.9229 | 84.4054 | 117.715 | 8.1808 | 1.4808 | 19.0153 | 30.9229 | 84.4054 | 117.715 | 8.1808 | 1.4808 | 19.0153
U | d209j | 29.8633 | 59.37 | 106.621 | 8.0737 | 1.4808 | 19.0153 | 30.9229 | 84.4054 | 117.715 | 8.1808 | 1.4808 | 19.0153 | 30.9229 | 84.4054 | 117.715 | 8.1808 | 1.4808 | 19.0153
U | d209k | 30.0225 | 56.3639 | 101.553 | 8.1808 | 1.4808 | 19.0153 | 30.9229 | 84.4054 | 117.715 | 8.1808 | 1.4808 | 19.0153 | 30.9229 | 84.4054 | 117.715 | 8.1808 | 1.4808 | 19.0153
U | d209l | 30.7156 | 57.8977 | 102.641 | 8.1808 | 1.4808 | 19.0153 | 30.9229 | 84.4054 | 117.715 | 8.1808 | 1.4808 | 19.0153 | 30.9229 | 84.4054 | 117.715 | 8.1808 | 1.4808 | 19.0153
U | d209m | 30.6027 | 56.8882 | 101.372 | 8.1808 | 1.4808 | 19.0153 | 30.9229 | 84.4054 | 117.715 | 8.1808 | 1.4808 | 19.0153 | 30.9229 | 84.4054 | 117.715 | 8.1808 | 1.4808 | 19.0153
U | d209n | 30.8251 | 59.0732 | 103.498 | 8.1808 | 1.4808 | 19.0153 | 30.9229 | 84.4054 | 117.715 | 8.1808 | 1.4808 | 19.0153 | 30.9229 | 84.4054 | 117.715 | 8.1808 | 1.4808 | 19.0153
U | d209o | 30.7894 | 60.5537 | 104.377 | 8.1808 | 1.4808 | 19.0153 | 30.9229 | 84.4054 | 117.715 | 8.1808 | 1.4808 | 19.0153 | 30.9229 | 84.4054 | 117.715 | 8.1808 | 1.4808 | 19.0153
U | d209p | 30.7598 | 63.314 | 107.792 | 8.1808 | 1.4808 | 19.0153 | 30.9229 | 84.4054 | 117.715 | 8.1808 | 1.4808 | 19.0153 | 30.9229 | 84.4054 | 117.715 | 8.1808 | 1.4808 | 19.0153
U | d209q | 30.9229 | 71.1255 | 113.148 | 8.1808 | 1.4808 | 19.0153 | 30.9229 | 84.4054 | 117.715 | 8.1808 | 1.4808 | 19.0153 | 30.9229 | 84.4054 | 117.715 | 8.1808 | 1.4808 | 19.0153
U | d209r | 30.9229 | 76.7166 | 115.783 | 8.1808 | 1.4808 | 19.0153 | 30.9229 | 84.4054 | 117.715 | 8.1808 | 1.4808 | 19.0153 | 30.9229 | 84.4054 | 117.715 | 8.1808 | 1.4808 | 19.0153
U | d209s | 30.8861 | 68.6812 | 111.813 | 8.1808 | 1.4808 | 19.0153 | 30.9229 | 84.4054 | 117.715 | 8.1808 | 1.4808 | 19.0153 | 30.9229 | 84.4054 | 117.715 | 8.1808 | 1.4808 | 19.0153
U | d209t | 30.5557 | 64.7527 | 109.486 | 8.1808 | 1.4808 | 19.0153 | 30.9229 | 84.4054 | 117.715 | 8.1808 | 1.4808 | 19.0153 | 30.9229 | 84.4054 | 117.715 | 8.1808 | 1.4808 | 19.0153
U | d209u | 28.4213 | 58.6154 | 104.36 | 7.9021 | 1.4808 | 19.0153 | 30.9229 | 84.4054 | 117.715 | 8.1808 | 1.4808 | 19.0153 | 30.9229 | 84.4054 | 116.969 | 8.1808 | 1.4808 | 19.0153
U | d209v | 25.8777 | 51.8378 | 95.9572 | 7.8323 | 1.4808 | 19.0153 | 30.9229 | 84.4054 | 117.715 | 8.1808 | 1.4808 | 19.0153 | 30.9229 | 84.4054 | 116.083 | 8.1808 | 1.4808 | 19.0153
U | d209x | 24.3145 | 48.8212 | 91.7688 | 7.8019 | 1.4808 | 19.0153 | 30.9229 | 84.4054 | 117.715 | 8.1808 | 1.4808 | 19.0153 | 30.9229 | 84.4054 | 115.113 | 8.1808 | 1.4808 | 19.0153
U | d209y | 23.1023 | 44.7028 | 86.8852 | 7.7853 | 1.4808 | 19.0153 | 30.9229 | 84.4054 | 117.715 | 8.1808 | 1.4808 | 19.0153 | 30.9229 | 84.4054 | 114.324 | 8.1808 | 1.4808 | 19.0153
U | d210a | 23.2137 | 45.5613 | 87.5124 | 7.7833 | 1.4808 | 19.0153 | 30.9229 | 84.4054 | 117.715 | 8.1808 | 1.4808 | 19.0153 | 30.9229 | 84.4054 | 114.451 | 8.1808 | 1.4808 | 19.0153
U | d210b | 22.9282 | 45.5869 | 87.5845 | 7.7806 | 1.4808 | 19.0153 | 30.9229 | 84.4054 | 117.715 | 8.1808 | 1.4808 | 19.0153 | 30.9229 | 84.4054 | 114.565 | 8.1808 | 1.4808 | 19.0153
U | d210c | 23.0235 | 46.6464 | 87.8951 | 7.7795 | 1.4808 | 19.0153 | 30.9229 | 84.4054 | 117.715 | 8.1808 | 1.4808 | 19.0153 | 30.9229 | 84.4054 | 114.687 | 8.1808 | 1.4808 | 19.0153
U | d210d | 23.3394 | 48.0184 | 88.8056 | 7.7797 | 1.4808 | 19.0153 | 30.9229 | 84.4054 | 117.715 | 8.1808 | 1.4808 | 19.0153 | 30.9229 | 84.4054 | 114.83 | 8.1808 | 1.4808 | 19.0153
U | d210e | 24.01 | 49.9188 | 88.87 | 7.7825 | 1.4808 | 19.0153 | 30.9229 | 84.4054 | 117.715 | 8.1808 | 1.4808 | 19.0153 | 30.9229 | 84.4054 | 115.397 | 8.1808 | 1.4808 | 19.0153
U | d210f | 25.817 | 55.2891 | 93.6863 | 7.7889 | 1.4808 | 19.0153 | 30.9229 | 84.4054 | 117.715 | 8.1808 | 1.4808 | 19.0153 | 30.9229 | 84.4054 | 116.616 | 8.1808 | 1.4808 | 19.0153
U | d210g | 28.8754 | 63.6283 | 104.231 | 7.816 | 1.4808 | 19.0153 | 30.9229 | 84.4054 | 117.715 | 8.1808 | 1.4808 | 19.0153 | 30.9229 | 84.4054 | 117.497 | 8.1808 | 1.4808 | 19.0153
U | d210h | 29.7335 | 68.5812 | 108.861 | 7.8239 | 1.4808 | 19.0153 | 30.9229 | 84.4054 | 117.715 | 8.1808 | 1.4808 | 19.0153 | 30.9229 | 84.4054 | 117.715 | 8.1808 | 1.4808 | 19.0153
U | d210i | 30.1492 | 68.5947 | 108.593 | 7.8323 | 1.4808 | 19.0153 | 30.9229 | 84.4054 | 117.715 | 8.1808 | 1.4808 | 19.0153 | 30.9229 | 84.4054 | 117.715 | 8.1808 | 1.4808 | 19.0153
U | d210j | 30.262 | 66.3845 | 105.07 | 7.8325 | 1.4808 | 19.0153 | 30.9229 | 84.4054 | 117.715 | 8.1808 | 1.4808 | 19.0153 | 30.9229 | 84.4054 | 117.715 | 8.1808 | 1.4808 | 19.0153
U | d210k | 30.8669 | 70.1762 | 107.97 | 7.8565 | 1.4808 | 19.0153 | 30.9229 | 84.4054 | 117.715 | 8.1808 | 1.4808 | 19.0153 | 30.9229 | 84.4054 | 117.715 | 8.1808 | 1.4808 | 19.0153
U | d210l | 30.9229 | 71.1614 | 108.814 | 7.8685 | 1.4808 | 19.0153 | 30.9229 | 84.4054 | 117.715 | 8.1808 | 1.4808 | 19.0153 | 30.9229 | 84.4054 | 117.715 | 8.1808 | 1.4808 | 19.0153
U | d210m | 30.9229 | 75.1139 | 111.527 | 7.9923 | 1.4808 | 19.0153 | 30.9229 | 84.4054 | 117.715 | 8.1808 | 1.4808 | 19.0153 | 30.9229 | 84.4054 | 117.715 | 8.1808 | 1.4808 | 19.0153
U | d210n | 30.9229 | 73.1823 | 109.963 | 7.8876 | 1.4808 | 19.0153 | 30.9229 | 84.4054 | 117.715 | 8.1808 | 1.4808 | 19.0153 | 30.9229 | 84.4054 | 117.715 | 8.1808 | 1.4808 | 19.0153
U | d210o | 30.9229 | 74.9124 | 111.208 | 7.9104 | 1.4808 | 19.0153 | 30.9229 | 84.4054 | 117.715 | 8.1808 | 1.4808 | 19.0153 | 30.9229 | 84.4054 | 117.715 | 8.1808 | 1.4808 | 19.0153
U | d210p | 30.9229 | 75.6963 | 111.344 | 7.9105 | 1.4808 | 19.0153 | 30.9229 | 84.4054 | 117.715 | 8.1808 | 1.4808 | 19.0153 | 30.9229 | 84.4054 | 117.715 | 8.1808 | 1.4808 | 19.0153
U | d210q | 30.9229 | 81.3894 | 115.034 | 8.1461 | 1.4808 | 19.0153 | 30.9229 | 84.4054 | 117.715 | 8.1808 | 1.4808 | 19.0153 | 30.9229 | 84.4054 | 117.715 | 8.1808 | 1.4808 | 19.0153
U | d210r | 30.9229 | 79.4677 | 113.266 | 8.1082 | 1.4808 | 19.0153 | 30.9229 | 84.4054 | 117.715 | 8.1808 | 1.4808 | 19.0153 | 30.9229 | 84.4054 | 117.715 | 8.1808 | 1.4808 | 19.0153
U | d210s | 30.9229 | 76.8695 | 110.695 | 7.9079 | 1.4808 | 19.0153 | 30.9229 | 84.4054 | 117.715 | 8.1808 | 1.4808 | 19.0153 | 30.9229 | 84.4054 | 117.715 | 8.1808 | 1.4808 | 19.0153
U | d210t | 30.0178 | 70.736 | 103.841 | 7.8374 | 1.4808 | 19.0153 | 30.9229 | 84.4054 | 117.715 | 8.1808 | 1.4808 | 19.0153 | 30.9229 | 84.4054 | 117.425 | 8.1808 | 1.4808 | 19.0153
U | d210u | 28.8447 | 65.4705 | 98.9283 | 7.8087 | 1.4808 | 19.0153 | 30.9229 | 84.4054 | 117.715 | 8.1808 | 1.4808 | 19.0153 | 30.9229 | 84.4054 | 116.511 | 8.1808 | 1.4808 | 19.0153
U | d210v | 28.5208 | 64.2305 | 97.7173 | 7.7986 | 1.4808 | 19.0153 | 30.9229 | 84.4054 | 117.715 | 8.1808 | 1.4808 | 19.0153 | 30.9229 | 84.4054 | 116.086 | 8.1808 | 1.4808 | 19.0153
U | d210x | 27.3153 | 60.3415 | 92.8741 | 7.7854 | 1.4808 | 19.0153 | 30.9229 | 84.4054 | 117.715 | 8.1808 | 1.4808 | 19.0153 | 30.9229 | 84.4054 | 114.854 | 8.1808 | 1.4808 | 19.0153
U | d210y | 26.1217 | 55.5024 | 87.4196 | 7.7781 | 1.4808 | 19.0153 | 30.9229 | 84.4054 | 117.715 | 8.1808 | 1.4808 | 19.0153 | 30.9229 | 84.4054 | 114.417 | 8.1808 | 1.4808 | 19.0153
U | d211a | 25.7003 | 54.1466 | 85.0508 | 7.7768 | 1.4808 | 19.0153 | 30.9229 | 84.4054 | 117.715 | 8.1808 | 1.4808 | 19.0153 | 30.9229 | 84.4054 | 114.305 | 8.1808 | 1.4808 | 19.0153
U | d211b | 25.5735 | 54.8283 | 85.8084 | 7.7766 | 1.4808 | 19.0153 | 30.9229 | 84.4054 | 117.715 | 8.1808 | 1.4808 | 19.0153 | 30.9229 | 84.4054 | 114.585 | 8.1808 | 1.4808 | 19.0153
U | d211c | 25.3094 | 53.8046 | 85.6918 | 7.7764 | 1.4808 | 19.0153 | 30.9229 | 84.4054 | 117.715 | 8.1808 | 1.4808 | 19.0153 | 30.9229 | 84.4054 | 114.756 | 8.1808 | 1.4808 | 19.0153
U | d211d | 24.8699 | 52.9022 | 85.4044 | 7.7764 | 1.4808 | 19.0153 | 30.9229 | 84.4054 | 117.715 | 8.1808 | 1.4808 | 19.0153 | 30.9229 | 84.4054 | 114.866 | 8.1808 | 1.4808 | 19.0153
U | d211e | 24.5102 | 52.0338 | 86.2541 | 7.7767 | 1.4808 | 19.0153 | 30.9229 | 84.4054 | 117.715 | 8.1808 | 1.4808 | 19.0153 | 30.9229 | 84.4054 | 115.623 | 8.1808 | 1.4808 | 19.0153
U | d211f | 24.0466 | 50.8107 | 84.0001 | 7.7778 | 1.4808 | 19.0153 | 30.9229 | 84.4054 | 117.715 | 8.1808 | 1.4808 | 19.0153 | 30.9229 | 84.4054 | 116.269 | 8.1808 | 1.4808 | 19.0153
U | d211g | 24.6058 | 55.4568 | 90.2248 | 7.7841 | 1.4808 | 19.0153 | 30.9229 | 84.4054 | 117.715 | 8.1808 | 1.4808 | 19.0153 | 30.9229 | 84.4054 | 116.834 | 8.1808 | 1.4808 | 19.0153
U | d211h | 27.2359 | 67.0103 | 105.508 | 7.7998 | 1.4808 | 19.0153 | 30.9229 | 84.4054 | 117.715 | 8.1808 | 1.4808 | 19.0153 | 30.9229 | 84.4054 | 117.522 | 8.1808 | 1.4808 | 19.0153
U | d211i | 27.73 | 68.3823 | 106.965 | 7.8073 | 1.4808 | 19.0153 | 30.9229 | 84.4054 | 117.715 | 8.1808 | 1.4808 | 19.0153 | 30.9229 | 84.4054 | 117.526 | 8.1808 | 1.4808 | 19.0153
U | d211j | 25.7837 | 63.3194 | 98.4736 | 7.8065 | 1.4808 | 19.0153 | 30.9229 | 84.4054 | 117.715 | 8.1808 | 1.4808 | 19.0153 | 30.9229 | 84.4054 | 117.511 | 8.1808 | 1.4808 | 19.0153
U | d211k | 27.748 | 67.851 | 103.359 | 7.8176 | 1.4808 | 19.0153 | 30.9229 | 84.4054 | 117.715 | 8.1808 | 1.4808 | 19.0153 | 30.9229 | 84.4054 | 117.518 | 8.1808 | 1.4808 | 19.0153
U | d211l | 28.5081 | 69.4368 | 105.177 | 7.8401 | 1.4808 | 19.0153 | 30.9229 | 84.4054 | 117.715 | 8.1808 | 1.4808 | 19.0153 | 30.9229 | 84.4054 | 117.522 | 8.1808 | 1.4808 | 19.0153
U | d211m | 28.3622 | 70.0247 | 105.548 | 7.857 | 1.4808 | 19.0153 | 30.9229 | 84.4054 | 117.715 | 8.1808 | 1.4808 | 19.0153 | 30.9229 | 84.4054 | 117.522 | 8.1808 | 1.4808 | 19.0153
U | d211n | 28.0673 | 70.2792 | 106.383 | 7.8667 | 1.4808 | 19.0153 | 30.9229 | 84.4054 | 117.715 | 8.1808 | 1.4808 | 19.0153 | 30.9229 | 84.4054 | 117.523 | 8.1808 | 1.4808 | 19.0153
U | d211o | 28.7298 | 71.2447 | 108.358 | 7.914 | 1.4808 | 19.0153 | 30.9229 | 84.4054 | 117.715 | 8.1808 | 1.4808 | 19.0153 | 30.9229 | 84.4054 | 117.529 | 8.1808 | 1.4808 | 19.0153
U | d211p | 29.211 | 71.2962 | 108.646 | 7.9588 | 1.4808 | 19.0153 | 30.9229 | 84.4054 | 117.715 | 8.1808 | 1.4808 | 19.0153 | 30.9229 | 84.4054 | 117.528 | 8.1808 | 1.4808 | 19.0153
U | d211q | 30.619 | 75.2928 | 112.965 | 8.1808 | 1.4808 | 19.0153 | 30.9229 | 84.4054 | 117.715 | 8.1808 | 1.4808 | 19.0153 | 30.9229 | 84.4054 | 117.715 | 8.1808 | 1.4808 | 19.0153
U | d211r | 30.6804 | 73.7051 | 112.598 | 8.1808 | 1.4808 | 19.0153 | 30.9229 | 84.4054 | 117.715 | 8.1808 | 1.4808 | 19.0153 | 30.9229 | 84.4054 | 117.715 | 8.1808 | 1.4808 | 19.0153
U | d211s | 29.9425 | 68.3306 | 109.546 | 8.1808 | 1.4808 | 19.0153 | 30.9229 | 84.4054 | 117.715 | 8.1808 | 1.4808 | 19.0153 | 30.9229 | 84.4054 | 117.52 | 8.1808 | 1.4808 | 19.0153
U | d211t | 29.1021 | 61.7264 | 104.591 | 8.1123 | 1.4808 | 19.0153 | 30.9229 | 84.4054 | 117.715 | 8.1808 | 1.4808 | 19.0153 | 30.9229 | 84.4054 | 117.454 | 8.1808 | 1.4808 | 19.0153
U | d211u | 28.2228 | 59.6382 | 103.893 | 7.9298 | 1.4808 | 19.0153 | 30.9229 | 84.4054 | 117.715 | 8.1808 | 1.4808 | 19.0153 | 30.9229 | 84.4054 | 117.049 | 8.1808 | 1.4808 | 19.0153
U | d211v | 25.499 | 56.5309 | 99.8844 | 7.8327 | 1.4808 | 19.0153 | 30.9229 | 84.4054 | 117.715 | 8.1808 | 1.4808 | 19.0153 | 30.9229 | 84.4054 | 116.815 | 8.1808 | 1.4808 | 19.0153
U | d211x | 23.4116 | 51.5517 | 93.7026 | 7.801 | 1.4808 | 19.0153 | 30.9229 | 84.4054 | 117.715 | 8.1808 | 1.4808 | 19.0153 | 30.9229 | 84.4054 | 115.113 | 8.1808 | 1.4808 | 19.0153
U | d211y | 21.7185 | 46.8706 | 86.421 | 7.7919 | 1.4808 | 19.0153 | 30.9229 | 84.4054 | 117.715 | 8.1808 | 1.4808 | 19.0153 | 30.9229 | 84.4054 | 114.192 | 8.1808 | 1.4808 | 19.0153
U | d212a | 21.2423 | 46.8494 | 86.8558 | 7.788 | 1.4808 | 19.0153 | 30.9229 | 84.4054 | 117.715 | 8.1808 | 1.4808 | 19.0153 | 30.9229 | 84.4054 | 114.422 | 8.1808 | 1.4808 | 19.0153
U | d212b | 20.6241 | 46.3074 | 86.5151 | 7.7857 | 1.4808 | 19.0153 | 30.9229 | 84.4054 | 117.715 | 8.1808 | 1.4808 | 19.0153 | 30.9229 | 84.4054 | 114.524 | 8.1808 | 1.4808 | 19.0153
U | d212c | 20.3741 | 46.5424 | 87.3889 | 7.7842 | 1.4808 | 19.0153 | 30.9229 | 84.4054 | 117.715 | 8.1808 | 1.4808 | 19.0153 | 30.9229 | 84.4054 | 114.775 | 8.1808 | 1.4808 | 19.0153
U | d212d | 20.4481 | 46.3969 | 86.5322 | 7.783 | 1.4808 | 19.0153 | 30.9229 | 84.4054 | 117.715 | 8.1808 | 1.4808 | 19.0153 | 30.9229 | 84.4054 | 114.871 | 8.1808 | 1.4808 | 19.0153
U | d212e | 20.7575 | 46.0862 | 86.2436 | 7.7826 | 1.4808 | 19.0153 | 30.9229 | 84.4054 | 117.715 | 8.1808 | 1.4808 | 19.0153 | 30.9229 | 84.4054 | 115.922 | 8.1808 | 1.4808 | 19.0153
U | d212f | 22.3591 | 48.7044 | 88.6059 | 7.787 | 1.4808 | 19.0153 | 30.9229 | 84.4054 | 117.715 | 8.1808 | 1.4808 | 19.0153 | 30.9229 | 84.4054 | 116.924 | 8.1808 | 1.4808 | 19.0153
U | d212g | 25.6391 | 55.8293 | 98.0046 | 7.8001 | 1.4808 | 19.0153 | 30.9229 | 84.4054 | 117.715 | 8.1808 | 1.4808 | 19.0153 | 30.9229 | 84.4054 | 117.715 | 8.1808 | 1.4808 | 19.0153
U | d212h | 29.9169 | 64.7601 | 109.309 | 7.8317 | 1.4808 | 19.0153 | 30.9229 | 84.4054 | 117.715 | 8.1808 | 1.4808 | 19.0153 | 30.9229 | 84.4054 | 117.715 | 8.1808 | 1.4808 | 19.0153
U | d212i | 30.2567 | 64.4572 | 108.954 | 7.8412 | 1.4808 | 19.0153 | 30.9229 | 84.4054 | 117.715 | 8.1808 | 1.4808 | 19.0153 | 30.9229 | 84.4054 | 117.715 | 8.1808 | 1.4808 | 19.0153
U | d212j | 30.5011 | 61.7002 | 104.103 | 7.8528 | 1.4808 | 19.0153 | 30.9229 | 84.4054 | 117.715 | 8.1808 | 1.4808 | 19.0153 | 30.9229 | 84.4054 | 117.715 | 8.1808 | 1.4808 | 19.0153
U | d212k | 30.8536 | 63.0153 | 101.378 | 7.8655 | 1.4808 | 19.0153 | 30.9229 | 84.4054 | 117.715 | 8.1808 | 1.4808 | 19.0153 | 30.9229 | 84.4054 | 117.715 | 8.1808 | 1.4808 | 19.0153
U | d212l | 30.9229 | 63.8085 | 100.969 | 7.8693 | 1.4808 | 19.0153 | 30.9229 | 84.4054 | 117.715 | 8.1808 | 1.4808 | 19.0153 | 30.9229 | 84.4054 | 117.715 | 8.1808 | 1.4808 | 19.0153
U | d212m | 30.9229 | 64.4447 | 101.736 | 7.8899 | 1.4808 | 19.0153 | 30.9229 | 84.4054 | 117.715 | 8.1808 | 1.4808 | 19.0153 | 30.9229 | 84.4054 | 117.715 | 8.1808 | 1.4808 | 19.0153
U | d212n | 30.9229 | 71.2309 | 108.08 | 7.984 | 1.4808 | 19.0153 | 30.9229 | 84.4054 | 117.715 | 8.1808 | 1.4808 | 19.0153 | 30.9229 | 84.4054 | 117.715 | 8.1808 | 1.4808 | 19.0153
U | d212o | 30.9229 | 71.5712 | 108.487 | 7.9243 | 1.4808 | 19.0153 | 30.9229 | 84.4054 | 117.715 | 8.1808 | 1.4808 | 19.0153 | 30.9229 | 84.4054 | 117.715 | 8.1808 | 1.4808 | 19.0153
U | d212p | 30.9229 | 76.7686 | 113.068 | 7.986 | 1.4808 | 19.0153 | 30.9229 | 84.4054 | 117.715 | 8.1808 | 1.4808 | 19.0153 | 30.9229 | 84.4054 | 117.715 | 8.1808 | 1.4808 | 19.0153
U | d212q | 30.9229 | 81.8971 | 116.113 | 8.1068 | 1.4808 | 19.0153 | 30.9229 | 84.4054 | 117.715 | 8.1808 | 1.4808 | 19.0153 | 30.9229 | 84.4054 | 117.715 | 8.1808 | 1.4808 | 19.0153
U | d212r | 30.9229 | 82.3637 | 116.517 | 8.1138 | 1.4808 | 19.0153 | 30.9229 | 84.4054 | 117.715 | 8.1808 | 1.4808 | 19.0153 | 30.9229 | 84.4054 | 117.715 | 8.1808 | 1.4808 | 19.0153
U | d212s | 30.9229 | 79.7693 | 114.743 | 8.0262 | 1.4808 | 19.0153 | 30.9229 | 84.4054 | 117.715 | 8.1808 | 1.4808 | 19.0153 | 30.9229 | 84.4054 | 117.715 | 8.1808 | 1.4808 | 19.0153
U | d212t | 30.9229 | 72.7123 | 111.104 | 7.8417 | 1.4808 | 19.0153 | 30.9229 | 84.4054 | 117.715 | 8.1808 | 1.4808 | 19.0153 | 30.9229 | 84.4054 | 117.715 | 8.1808 | 1.4808 | 19.0153
U | d212u | 30.2711 | 68.9838 | 108.243 | 7.8146 | 1.4808 | 19.0153 | 30.9229 | 84.4054 | 117.715 | 8.1808 | 1.4808 | 19.0153 | 30.9229 | 84.4054 | 116.931 | 8.1808 | 1.4808 | 19.0153
U | d212v | 28.0246 | 64.6814 | 102.225 | 7.7936 | 1.4808 | 19.0153 | 30.9229 | 84.4054 | 117.715 | 8.1808 | 1.4808 | 19.0153 | 30.9229 | 84.4054 | 116.374 | 8.1808 | 1.4808 | 19.0153
U | d212x | 25.9741 | 62.5781 | 99.0926 | 7.7848 | 1.4808 | 19.0153 | 30.9229 | 84.4054 | 117.715 | 8.1808 | 1.4808 | 19.0153 | 30.9229 | 84.4054 | 115.1 | 8.1808 | 1.4808 | 19.0153
U | d212y | 25.3348 | 58.8901 | 94.6675 | 7.7781 | 1.4808 | 19.0153 | 30.9229 | 84.4054 | 117.715 | 8.1808 | 1.4808 | 19.0153 | 30.9229 | 84.4054 | 113.941 | 8.1808 | 1.4808 | 19.0153
U | d213a | 24.7673 | 56.8916 | 92.6282 | 7.777 | 1.4808 | 19.0153 | 30.9229 | 84.4054 | 117.715 | 8.1808 | 1.4808 | 19.0153 | 30.9229 | 84.4054 | 113.95 | 8.1808 | 1.4808 | 19.0153
U | d213b | 24.3285 | 54.8938 | 90.5304 | 7.7754 | 1.4808 | 19.0153 | 30.9229 | 84.4054 | 117.715 | 8.1808 | 1.4808 | 19.0153 | 30.9229 | 84.4054 | 114.178 | 8.1808 | 1.4808 | 19.0153
U | d213c | 24.0138 | 53.7538 | 89.7117 | 7.7755 | 1.4808 | 19.0153 | 30.9229 | 84.4054 | 117.715 | 8.1808 | 1.4808 | 19.0153 | 30.9229 | 84.4054 | 114.562 | 8.1808 | 1.4808 | 19.0153
U | d213d | 23.346 | 53.0865 | 89.4214 | 7.7761 | 1.4808 | 19.0153 | 30.9229 | 84.4054 | 117.715 | 8.1808 | 1.4808 | 19.0153 | 30.9229 | 84.4054 | 114.629 | 8.1808 | 1.4808 | 19.0153
U | d213e | 23.6234 | 52.8038 | 89.5198 | 7.7796 | 1.4808 | 19.0153 | 30.9229 | 84.4054 | 117.715 | 8.1808 | 1.4808 | 19.0153 | 30.9229 | 84.4054 | 115.763 | 8.1808 | 1.4808 | 19.0153
U | d213f | 25.0021 | 58.272 | 97.0896 | 7.7888 | 1.4808 | 19.0153 | 30.9229 | 84.4054 | 117.715 | 8.1808 | 1.4808 | 19.0153 | 30.9229 | 84.4054 | 116.918 | 8.1808 | 1.4808 | 19.0153
U | d213g | 28.1557 | 62.5089 | 103.396 | 7.8121 | 1.4808 | 19.0153 | 30.9229 | 84.4054 | 117.715 | 8.1808 | 1.4808 | 19.0153 | 30.9229 | 84.4054 | 117.715 | 8.1808 | 1.4808 | 19.0153
U | d213h | 30.328 | 69.4808 | 111.367 | 7.8462 | 1.4808 | 19.0153 | 30.9229 | 84.4054 | 117.715 | 8.1808 | 1.4808 | 19.0153 | 30.9229 | 84.4054 | 117.715 | 8.1808 | 1.4808 | 19.0153
U | d213i | 30.2493 | 66.5987 | 109.6 | 7.8466 | 1.4808 | 19.0153 | 30.9229 | 84.4054 | 117.715 | 8.1808 | 1.4808 | 19.0153 | 30.9229 | 84.4054 | 117.715 | 8.1808 | 1.4808 | 19.0153
U | d213j | 30.1635 | 60.4902 | 101.946 | 7.852 | 1.4808 | 19.0153 | 30.9229 | 84.4054 | 117.715 | 8.1808 | 1.4808 | 19.0153 | 30.9229 | 84.4054 | 117.715 | 8.1808 | 1.4808 | 19.0153
U | d213k | 29.8935 | 57.8822 | 97.4793 | 7.8501 | 1.4808 | 19.0153 | 30.9229 | 84.4054 | 117.715 | 8.1808 | 1.4808 | 19.0153 | 30.9229 | 84.4054 | 117.715 | 8.1808 | 1.4808 | 19.0153
U | d213l | 30.7291 | 58.0244 | 97.7471 | 7.899 | 1.4808 | 19.0153 | 30.9229 | 84.4054 | 117.715 | 8.1808 | 1.4808 | 19.0153 | 30.9229 | 84.4054 | 117.715 | 8.1808 | 1.4808 | 19.0153
U | d213m | 30.6785 | 54.6778 | 93.9429 | 7.8807 | 1.4808 | 19.0153 | 30.9229 | 84.4054 | 117.715 | 8.1808 | 1.4808 | 19.0153 | 30.9229 | 84.4054 | 117.715 | 8.1808 | 1.4808 | 19.0153
U | d213n | 30.6955 | 55.0045 | 95.5312 | 7.8735 | 1.4808 | 19.0153 | 30.9229 | 84.4054 | 117.715 | 8.1808 | 1.4808 | 19.0153 | 30.9229 | 84.4054 | 117.715 | 8.1808 | 1.4808 | 19.0153
U | d213o | 30.4655 | 55.9491 | 99.427 | 7.8519 | 1.4808 | 19.0153 | 30.9229 | 84.4054 | 117.715 | 8.1808 | 1.4808 | 19.0153 | 30.9229 | 84.4054 | 117.715 | 8.1808 | 1.4808 | 19.0153
U | d213p | 30.7822 | 61.6994 | 106.868 | 7.8961 | 1.4808 | 19.0153 | 30.9229 | 84.4054 | 117.715 | 8.1808 | 1.4808 | 19.0153 | 30.9229 | 84.4054 | 117.715 | 8.1808 | 1.4808 | 19.0153
U | d213q | 30.9229 | 70.3433 | 113.993 | 7.9975 | 1.4808 | 19.0153 | 30.9229 | 84.4054 | 117.715 | 8.1808 | 1.4808 | 19.0153 | 30.9229 | 84.4054 | 117.715 | 8.1808 | 1.4808 | 19.0153
U | d213r | 30.8193 | 70.7233 | 114.512 | 7.9651 | 1.4808 | 19.0153 | 30.9229 | 84.4054 | 117.715 | 8.1808 | 1.4808 | 19.0153 | 30.9229 | 84.4054 | 117.715 | 8.1808 | 1.4808 | 19.0153
U | d213s | 29.7094 | 65.3378 | 110.95 | 7.8596 | 1.4808 | 19.0153 | 30.9229 | 84.4054 | 117.715 | 8.1808 | 1.4808 | 19.0153 | 30.9229 | 84.4054 | 117.715 | 8.1808 | 1.4808 | 19.0153
U | d213t | 28.0613 | 60.1379 | 106.077 | 7.8318 | 1.4808 | 19.0153 | 30.9229 | 84.4054 | 117.715 | 8.1808 | 1.4808 | 19.0153 | 30.9229 | 84.4054 | 117.715 | 8.1808 | 1.4808 | 19.0153
U | d213u | 25.451 | 57.0207 | 104.363 | 7.81 | 1.4808 | 19.0153 | 30.9229 | 84.4054 | 117.715 | 8.1808 | 1.4808 | 19.0153 | 30.9229 | 84.4054 | 116.067 | 8.1808 | 1.4808 | 19.0153
U | d213v | 22.6178 | 52.9515 | 99.9623 | 7.7943 | 1.4808 | 19.0153 | 30.9229 | 84.4054 | 117.715 | 8.1808 | 1.4808 | 19.0153 | 30.9229 | 84.4054 | 114.467 | 8.1808 | 1.4808 | 19.0153
U | d213x | 20.8312 | 49.1483 | 95.2519 | 7.7843 | 1.4808 | 19.0153 | 30.9229 | 84.4054 | 117.715 | 8.1808 | 1.4808 | 19.0153 | 30.9229 | 84.4054 | 112.311 | 8.1808 | 1.4808 | 19.0153
U | d213y | 18.8207 | 45.2719 | 89.7311 | 7.7753 | 1.4808 | 19.0153 | 30.9229 | 84.4054 | 117.715 | 8.1808 | 1.4808 | 19.0153 | 30.9229 | 84.4054 | 109.862 | 8.1808 | 1.4808 | 19.0153
U | d214a | 18.3145 | 44.7382 | 89.0503 | 7.7735 | 1.4808 | 19.0153 | 30.9229 | 84.4054 | 117.715 | 8.1808 | 1.4808 | 19.0153 | 30.9229 | 84.4054 | 109.323 | 8.1808 | 1.4808 | 19.0153
U | d214b | 18.1845 | 46.0636 | 91.1649 | 7.7726 | 1.4808 | 19.0153 | 30.9229 | 84.4054 | 117.715 | 8.1808 | 1.4808 | 19.0153 | 30.9229 | 84.4054 | 110.033 | 8.1808 | 1.4808 | 19.0153
U | d214c | 17.8493 | 45.1469 | 90.1845 | 7.7706 | 1.4808 | 19.0153 | 30.9229 | 84.4054 | 117.715 | 8.1808 | 1.4808 | 19.0153 | 30.9229 | 84.4054 | 109.547 | 8.1808 | 1.4808 | 19.0153
U | d214d | 17.7582 | 44.9962 | 89.809 | 7.771 | 1.4808 | 19.0153 | 30.9229 | 84.4054 | 117.715 | 8.1808 | 1.4808 | 19.0153 | 30.9229 | 84.4054 | 109.215 | 8.1808 | 1.4808 | 19.0153
U | d214e | 18.3015 | 46.1088 | 91.4671 | 7.7752 | 1.4808 | 19.0153 | 30.9229 | 84.4054 | 117.715 | 8.1808 | 1.4808 | 19.0153 | 30.9229 | 84.4054 | 109.246 | 8.1808 | 1.4808 | 19.0153
U | d214f | 19.7349 | 50.1525 | 95.7424 | 7.7838 | 1.4808 | 19.0153 | 30.9229 | 84.4054 | 117.715 | 8.1808 | 1.4808 | 19.0153 | 30.9229 | 84.4054 | 108.465 | 8.1808 | 1.4808 | 19.0153
U | d214g | 22.1291 | 56.3595 | 102.532 | 7.8063 | 1.4808 | 19.0153 | 30.9229 | 84.4054 | 117.715 | 8.1808 | 1.4808 | 19.0153 | 30.9229 | 84.4054 | 110.88 | 8.1808 | 1.4808 | 19.0153
U | d214h | 24.3505 | 61.3518 | 107.861 | 7.8291 | 1.4808 | 19.0153 | 30.9229 | 84.4054 | 117.715 | 8.1808 | 1.4808 | 19.0153 | 30.9229 | 84.4054 | 113.338 | 8.1808 | 1.4808 | 19.0153
U | d214i | 25.0953 | 62.319 | 108.841 | 7.841 | 1.4808 | 19.0153 | 30.9229 | 84.4054 | 117.715 | 8.1808 | 1.4808 | 19.0153 | 30.9229 | 84.4054 | 114.289 | 8.1808 | 1.4808 | 19.0153
U | d214j | 26.8708 | 62.5417 | 109.888 | 7.8836 | 1.4808 | 19.0153 | 30.9229 | 84.4054 | 117.715 | 8.1808 | 1.4808 | 19.0153 | 30.9229 | 84.4054 | 115.242 | 8.1808 | 1.4808 | 19.0153
U | d214k | 28.1619 | 63.9895 | 109.635 | 7.9396 | 1.4808 | 19.0153 | 30.9229 | 84.4054 | 117.715 | 8.1808 | 1.4808 | 19.0153 | 30.9229 | 84.4054 | 115.617 | 8.1808 | 1.4808 | 19.0153
U | d214l | 29.1064 | 66.5214 | 111.074 | 8.0207 | 1.4808 | 19.0153 | 30.9229 | 84.4054 | 117.715 | 8.1808 | 1.4808 | 19.0153 | 30.9229 | 84.4054 | 116.253 | 8.1808 | 1.4808 | 19.0153
U | d214m | 28.7349 | 63.6202 | 107.771 | 7.9816 | 1.4808 | 19.0153 | 30.9229 | 84.4054 | 117.715 | 8.1808 | 1.4808 | 19.0153 | 30.9229 | 84.4054 | 115.832 | 8.1808 | 1.4808 | 19.0153
U | d214n | 29.109 | 64.9571 | 109.306 | 8.0113 | 1.4808 | 19.0153 | 30.9229 | 84.4054 | 117.715 | 8.1808 | 1.4808 | 19.0153 | 30.9229 | 84.4054 | 116.054 | 8.1808 | 1.4808 | 19.0153
U | d214o | 29.0509 | 64.6417 | 109.207 | 7.976 | 1.4808 | 19.0153 | 30.9229 | 84.4054 | 117.715 | 8.1808 | 1.4808 | 19.0153 | 30.9229 | 84.4054 | 116.055 | 8.1808 | 1.4808 | 19.0153
U | d214p | 29.352 | 66.189 | 111.648 | 8.0624 | 1.4808 | 19.0153 | 30.9229 | 84.4054 | 117.715 | 8.1808 | 1.4808 | 19.0153 | 30.9229 | 84.4054 | 115.878 | 8.1808 | 1.4808 | 19.0153
U | d214q | 29.6184 | 66.0073 | 111.487 | 8.1617 | 1.4808 | 19.0153 | 30.9229 | 84.4054 | 117.715 | 8.1808 | 1.4808 | 19.0153 | 30.9229 | 84.4054 | 115.699 | 8.1808 | 1.4808 | 19.0153
U | d214r | 29.8112 | 66.1727 | 111.756 | 8.1808 | 1.4808 | 19.0153 | 30.9229 | 84.4054 | 117.715 | 8.1808 | 1.4808 | 19.0153 | 30.9229 | 84.4054 | 115.64 | 8.1808 | 1.4808 | 19.0153
U | d214s | 29.611 | 64.8192 | 110.703 | 8.1761 | 1.4808 | 19.0153 | 30.9229 | 84.4054 | 117.715 | 8.1808 | 1.4808 | 19.0153 | 30.9229 | 84.4054 | 115.357 | 8.1808 | 1.4808 | 19.0153
U | d214t | 27.7956 | 60.133 | 106.096 | 7.9948 | 1.4808 | 19.0153 | 30.9229 | 84.4054 | 117.715 | 8.1808 | 1.4808 | 19.0153 | 30.9229 | 84.4054 | 114.121 | 8.1808 | 1.4808 | 19.0153
U | d214u | 27.7199 | 60.6067 | 108.623 | 7.9117 | 1.4808 | 19.0153 | 30.9229 | 84.4054 | 117.715 | 8.1808 | 1.4808 | 19.0153 | 30.9229 | 84.4054 | 114.349 | 8.1808 | 1.4808 | 19.0153
U | d214v | 24.1215 | 50.7473 | 96.8463 | 7.8156 | 1.4808 | 19.0153 | 30.9229 | 84.4054 | 117.715 | 8.1808 | 1.4808 | 19.0153 | 30.9229 | 84.4054 | 110.12 | 8.1808 | 1.4808 | 19.0153
U | d214x | 22.5399 | 46.8671 | 91.5863 | 7.7941 | 1.4808 | 19.0153 | 30.9229 | 84.4054 | 117.715 | 8.1808 | 1.4808 | 19.0153 | 30.9229 | 84.4054 | 107.656 | 8.1808 | 1.4808 | 19.0153
U | d214y | 21.051 | 41.4179 | 85.8205 | 7.7818 | 1.4808 | 19.0153 | 30.9229 | 84.4054 | 117.715 | 8.1808 | 1.4808 | 19.0153 | 30.9229 | 84.4054 | 106.33 | 8.1808 | 1.4808 | 19.0153
U | d215a | 21.416 | 42.0984 | 87.3009 | 7.7795 | 1.4808 | 19.0153 | 30.9229 | 84.4054 | 117.715 | 8.1808 | 1.4808 | 19.0153 | 30.9229 | 84.4054 | 107.143 | 8.1808 | 1.4808 | 19.0153
U | d215b | 21.3125 | 40.7063 | 85.6281 | 7.7767 | 1.4808 | 19.0153 | 30.9229 | 84.4054 | 117.715 | 8.1808 | 1.4808 | 19.0153 | 30.9229 | 84.4054 | 106.899 | 8.1808 | 1.4808 | 19.0153
U | d215c | 21.9694 | 42.1373 | 88.0638 | 7.7763 | 1.4808 | 19.0153 | 30.9229 | 84.4054 | 117.715 | 8.1808 | 1.4808 | 19.0153 | 30.9229 | 84.4054 | 108.141 | 8.1808 | 1.4808 | 19.0153
U | d215d | 21.9962 | 41.2732 | 86.04 | 7.7774 | 1.4808 | 19.0153 | 30.9229 | 84.4054 | 117.715 | 8.1808 | 1.4808 | 19.0153 | 30.9229 | 84.4054 | 107.618 | 8.1808 | 1.4808 | 19.0153
U | d215e | 22.4202 | 42.8261 | 87.6364 | 7.7801 | 1.4808 | 19.0153 | 30.9229 | 84.4054 | 117.715 | 8.1808 | 1.4808 | 19.0153 | 30.9229 | 84.4054 | 107.238 | 8.1808 | 1.4808 | 19.0153
U | d215f | 23.5118 | 48.352 | 93.954 | 7.7869 | 1.4808 | 19.0153 | 30.9229 | 84.4054 | 117.715 | 8.1808 | 1.4808 | 19.0153 | 30.9229 | 84.4054 | 106.58 | 8.1808 | 1.4808 | 19.0153
U | d215g | 27.0038 | 53.5743 | 99.1936 | 7.8054 | 1.4808 | 19.0153 | 30.9229 | 84.4054 | 117.715 | 8.1808 | 1.4808 | 19.0153 | 30.9229 | 84.4054 | 109.196 | 8.1808 | 1.4808 | 19.0153
U | d215h | 28.1206 | 58.2418 | 104.324 | 7.8162 | 1.4808 | 19.0153 | 30.9229 | 84.4054 | 117.715 | 8.1808 | 1.4808 | 19.0153 | 30.9229 | 84.4054 | 112.395 | 8.1808 | 1.4808 | 19.0153
U | d215i | 28.4534 | 59.314 | 105.823 | 7.8268 | 1.4808 | 19.0153 | 30.9229 | 84.4054 | 117.715 | 8.1808 | 1.4808 | 19.0153 | 30.9229 | 84.4054 | 113.964 | 8.1808 | 1.4808 | 19.0153
U | d215j | 29.5736 | 60.233 | 107.094 | 7.8616 | 1.4808 | 19.0153 | 30.9229 | 84.4054 | 117.715 | 8.1808 | 1.4808 | 19.0153 | 30.9229 | 84.4054 | 115.111 | 8.1808 | 1.4808 | 19.0153
U | d215k | 30.0069 | 59.3775 | 108.694 | 7.8978 | 1.4808 | 19.0153 | 30.9229 | 84.4054 | 117.715 | 8.1808 | 1.4808 | 19.0153 | 30.9229 | 84.4054 | 115.563 | 8.1808 | 1.4808 | 19.0153
U | d215l | 30.7385 | 61.7556 | 109.94 | 8.0434 | 1.4808 | 19.0153 | 30.9229 | 84.4054 | 117.715 | 8.1808 | 1.4808 | 19.0153 | 30.9229 | 84.4054 | 116.633 | 8.1808 | 1.4808 | 19.0153
U | d215m | 30.5643 | 58.1524 | 107.03 | 8.0413 | 1.4808 | 19.0153 | 30.9229 | 84.4054 | 117.715 | 8.1808 | 1.4808 | 19.0153 | 30.9229 | 84.4054 | 116.118 | 8.1808 | 1.4808 | 19.0153
U | d215n | 30.6235 | 62.5603 | 112.177 | 8.1464 | 1.4808 | 19.0153 | 30.9229 | 84.4054 | 117.715 | 8.1808 | 1.4808 | 19.0153 | 30.9229 | 84.4054 | 116.807 | 8.1808 | 1.4808 | 19.0153
U | d215o | 30.5674 | 64.7689 | 113.55 | 8.1766 | 1.4808 | 19.0153 | 30.9229 | 84.4054 | 117.715 | 8.1808 | 1.4808 | 19.0153 | 30.9229 | 84.4054 | 116.665 | 8.1808 | 1.4808 | 19.0153
U | d215p | 30.613 | 65.1655 | 112.837 | 8.1808 | 1.4808 | 19.0153 | 30.9229 | 84.4054 | 117.715 | 8.1808 | 1.4808 | 19.0153 | 30.9229 | 84.4054 | 116.279 | 8.1808 | 1.4808 | 19.0153
U | d215q | 30.9055 | 72.1458 | 114.768 | 8.1808 | 1.4808 | 19.0153 | 30.9229 | 84.4054 | 117.715 | 8.1808 | 1.4808 | 19.0153 | 30.9229 | 84.4054 | 117.31 | 8.1808 | 1.4808 | 19.0153
U | d215r | 30.7923 | 67.8744 | 112.365 | 8.1808 | 1.4808 | 19.0153 | 30.9229 | 84.4054 | 117.715 | 8.1808 | 1.4808 | 19.0153 | 30.9229 | 84.4054 | 115.926 | 8.1808 | 1.4808 | 19.0153
U | d215s | 30.8105 | 66.9525 | 111.594 | 8.1808 | 1.4808 | 19.0153 | 30.9229 | 84.4054 | 117.715 | 8.1808 | 1.4808 | 19.0153 | 30.9229 | 84.4054 | 115.683 | 8.1808 | 1.4808 | 19.0153
U | d215t | 30.4582 | 62.8946 | 108.05 | 8.1463 | 1.4808 | 19.0153 | 30.9229 | 84.4054 | 117.715 | 8.1808 | 1.4808 | 19.0153 | 30.9229 | 84.4054 | 114.817 | 8.1808 | 1.4808 | 19.0153
U | d215u | 29.8674 | 58.5629 | 103.915 | 7.8695 | 1.4808 | 19.0153 | 30.9229 | 84.4054 | 117.406 | 8.1808 | 1.4808 | 19.0153 | 30.9229 | 84.4054 | 113.395 | 8.1808 | 1.4808 | 19.0153
U | d215v | 27.4146 | 53.6126 | 97.846 | 7.8127 | 1.4808 | 19.0153 | 30.9229 | 84.4054 | 116.484 | 8.1808 | 1.4808 | 19.0153 | 30.9229 | 84.4054 | 110.341 | 8.1808 | 1.4808 | 19.0153
U | d215x | 27.3232 | 53.9119 | 97.9643 | 7.7977 | 1.4808 | 19.0153 | 30.9229 | 84.4054 | 116.14 | 8.1808 | 1.4808 | 19.0153 | 30.9229 | 84.4054 | 110.641 | 8.1808 | 1.4808 | 19.0153
U | d215y | 26.0034 | 45.1721 | 85.6838 | 7.7817 | 1.4808 | 19.0153 | 30.9229 | 84.4054 | 115.179 | 8.1808 | 1.4808 | 19.0153 | 30.9229 | 84.4054 | 106.677 | 8.1808 | 1.4808 | 19.0153
U | d216a | 26.1347 | 43.5085 | 84.9498 | 7.776 | 1.4808 | 19.0153 | 30.9229 | 84.4054 | 114.859 | 8.1808 | 1.4808 | 19.0153 | 30.9229 | 84.4054 | 106.599 | 8.1808 | 1.4808 | 19.0153
U | d216b | 25.3992 | 42.1533 | 84.621 | 7.7737 | 1.4808 | 19.0153 | 30.9229 | 84.4054 | 114.673 | 8.1808 | 1.4808 | 19.0153 | 30.9229 | 84.4054 | 106.608 | 8.1808 | 1.4808 | 19.0153
U | d216c | 24.4483 | 41.9976 | 84.9752 | 7.7722 | 1.4808 | 19.0153 | 30.9229 | 84.4054 | 114.554 | 8.1808 | 1.4808 | 19.0153 | 30.9229 | 84.4054 | 107.15 | 8.1808 | 1.4808 | 19.0153
U | d216d | 23.5165 | 41.8559 | 85.0906 | 7.7716 | 1.4808 | 19.0153 | 30.9229 | 84.4054 | 114.441 | 8.1808 | 1.4808 | 19.0153 | 30.9229 | 84.4054 | 107.425 | 8.1808 | 1.4808 | 19.0153
U | d216e | 23.1031 | 42.8942 | 87.0673 | 7.7743 | 1.4808 | 19.0153 | 30.9229 | 84.4054 | 114.316 | 8.1808 | 1.4808 | 19.0153 | 30.9229 | 84.4054 | 110.044 | 8.1808 | 1.4808 | 19.0153
U | d216f | 23.8611 | 48.1164 | 93.3109 | 7.7806 | 1.4808 | 19.0153 | 30.9229 | 84.4054 | 114.287 | 8.1808 | 1.4808 | 19.0153 | 30.9229 | 84.4054 | 114.037 | 8.1808 | 1.4808 | 19.0153
U | d216g | 27.7021 | 56.7573 | 104.093 | 7.8016 | 1.4808 | 19.0153 | 30.9229 | 84.4054 | 115.044 | 8.1808 | 1.4808 | 19.0153 | 30.9229 | 84.4054 | 116.764 | 8.1808 | 1.4808 | 19.0153
U | d216h | 28.8972 | 64.5323 | 110.9 | 7.8207 | 1.4808 | 19.0153 | 30.9229 | 84.4054 | 115.964 | 8.1808 | 1.4808 | 19.0153 | 30.9229 | 84.4054 | 117.281 | 8.1808 | 1.4808 | 19.0153
U | d216i | 28.2093 | 62.1676 | 109.043 | 7.8237 | 1.4808 | 19.0153 | 30.9229 | 84.4054 | 115.955 | 8.1808 | 1.4808 | 19.0153 | 30.9229 | 84.4054 | 117.282 | 8.1808 | 1.4808 | 19.0153
U | d216j | 27.9736 | 60.3215 | 107.311 | 7.8347 | 1.4808 | 19.0153 | 30.9229 | 84.4054 | 115.976 | 8.1808 | 1.4808 | 19.0153 | 30.9229 | 84.4054 | 117.284 | 8.1808 | 1.4808 | 19.0153
U | d216k | 27.235 | 60.1636 | 107.435 | 7.8448 | 1.4808 | 19.0153 | 30.9229 | 84.4054 | 116.056 | 8.1808 | 1.4808 | 19.0153 | 30.9229 | 84.4054 | 117.296 | 8.1808 | 1.4808 | 19.0153
U | d216l | 27.8872 | 61.5619 | 109.138 | 7.8817 | 1.4808 | 19.0153 | 30.9229 | 84.4054 | 116.223 | 8.1808 | 1.4808 | 19.0153 | 30.9229 | 84.4054 | 117.321 | 8.1808 | 1.4808 | 19.0153
U | d216m | 28.6918 | 61.997 | 109.904 | 7.921 | 1.4808 | 19.0153 | 30.9229 | 84.4054 | 116.353 | 8.1808 | 1.4808 | 19.0153 | 30.9229 | 84.4054 | 117.348 | 8.1808 | 1.4808 | 19.0153
U | d216n | 29.1404 | 62.7491 | 110.734 | 7.9457 | 1.4808 | 19.0153 | 30.9229 | 84.4054 | 116.46 | 8.1808 | 1.4808 | 19.0153 | 30.9229 | 84.4054 | 117.38 | 8.1808 | 1.4808 | 19.0153
U | d216o | 29.0748 | 59.9871 | 105.348 | 7.9272 | 1.4808 | 19.0153 | 30.9229 | 84.4054 | 116.418 | 8.1808 | 1.4808 | 19.0153 | 30.9229 | 84.4054 | 117.35 | 8.1808 | 1.4808 | 19.0153
U | d216p | 29.9467 | 63.709 | 109.288 | 7.9569 | 1.4808 | 19.0153 | 30.9229 | 84.4054 | 116.627 | 8.1808 | 1.4808 | 19.0153 | 30.9229 | 84.4054 | 117.413 | 8.1808 | 1.4808 | 19.0153
U | d216q | 30.789 | 70.82 | 114.03 | 8.0762 | 1.4808 | 19.0153 | 30.9229 | 84.4054 | 117.715 | 8.1808 | 1.4808 | 19.0153 | 30.9229 | 84.4054 | 117.715 | 8.1808 | 1.4808 | 19.0153
U | d216r | 30.8385 | 69.8328 | 113.752 | 8.0291 | 1.4808 | 19.0153 | 30.9229 | 84.4054 | 117.388 | 8.1808 | 1.4808 | 19.0153 | 30.9229 | 84.4054 | 117.715 | 8.1808 | 1.4808 | 19.0153
U | d216s | 30.4594 | 64.4828 | 109.73 | 7.8615 | 1.4808 | 19.0153 | 30.9229 | 84.4054 | 116.17 | 8.1808 | 1.4808 | 19.0153 | 30.9229 | 84.4054 | 117.29 | 8.1808 | 1.4808 | 19.0153
U | d216t | 30.0254 | 60.2463 | 105.153 | 7.8261 | 1.4808 | 19.0153 | 30.9229 | 84.4054 | 115.37 | 8.1808 | 1.4808 | 19.0153 | 30.9229 | 84.4054 | 116.909 | 8.1808 | 1.4808 | 19.0153
U | d216u | 27.6329 | 54.9232 | 100.396 | 7.8031 | 1.4808 | 19.0153 | 30.9229 | 84.4054 | 114.241 | 8.1808 | 1.4808 | 19.0153 | 30.9229 | 84.4054 | 115.407 | 8.1808 | 1.4808 | 19.0153
U | d216v | 25.8676 | 51.2315 | 96.4435 | 7.7939 | 1.4808 | 19.0153 | 30.9229 | 84.4054 | 112.972 | 8.1808 | 1.4808 | 19.0153 | 30.9229 | 84.4054 | 113.387 | 8.1808 | 1.4808 | 19.0153
U | d216x | 24.2797 | 46.1212 | 88.6847 | 7.7808 | 1.4808 | 19.0153 | 30.9229 | 84.4054 | 111.159 | 8.1808 | 1.4808 | 19.0153 | 30.9229 | 84.4054 | 109.262 | 8.1808 | 1.4808 | 19.0153
U | d216y | 22.3637 | 40.0453 | 80.3647 | 7.7767 | 1.4808 | 19.0153 | 30.9229 | 84.4054 | 110.662 | 8.1808 | 1.4808 | 19.0153 | 30.9229 | 84.4054 | 107.049 | 8.1808 | 1.4808 | 19.0153
U | d217a | 21.449 | 39.6777 | 80.6814 | 7.7769 | 1.4808 | 19.0153 | 30.9229 | 84.4054 | 110.492 | 8.1808 | 1.4808 | 19.0153 | 30.9229 | 84.4054 | 107.522 | 8.1808 | 1.4808 | 19.0153
U | d217b | 20.272 | 38.9903 | 79.8359 | 7.7761 | 1.4808 | 19.0153 | 30.9229 | 84.4054 | 110.335 | 8.1808 | 1.4808 | 19.0153 | 30.9229 | 84.4054 | 107.571 | 8.1808 | 1.4808 | 19.0153
U | d217c | 19.8333 | 38.81 | 79.4993 | 7.7753 | 1.4808 | 19.0153 | 30.9229 | 84.4054 | 110.175 | 8.1808 | 1.4808 | 19.0153 | 30.9229 | 84.4054 | 107.779 | 8.1808 | 1.4808 | 19.0153
U | d217d | 19.6932 | 39.1272 | 79.7434 | 7.7748 | 1.4808 | 19.0153 | 30.9229 | 84.4054 | 110.192 | 8.1808 | 1.4808 | 19.0153 | 30.9229 | 84.4054 | 108.024 | 8.1808 | 1.4808 | 19.0153
U | d217e | 19.8889 | 40.1966 | 81.1692 | 7.7766 | 1.4808 | 19.0153 | 30.9229 | 84.4054 | 109.819 | 8.1808 | 1.4808 | 19.0153 | 30.9229 | 84.4054 | 110.023 | 8.1808 | 1.4808 | 19.0153
U | d217f | 21.437 | 46.0308 | 88.2227 | 7.7823 | 1.4808 | 19.0153 | 30.9229 | 84.4054 | 110.028 | 8.1808 | 1.4808 | 19.0153 | 30.9229 | 84.4054 | 113.678 | 8.1808 | 1.4808 | 19.0153
U | d217g | 23.9965 | 53.6042 | 98.296 | 7.7951 | 1.4808 | 19.0153 | 30.9229 | 84.4054 | 112.094 | 8.1808 | 1.4808 | 19.0153 | 30.9229 | 84.4054 | 115.589 | 8.1808 | 1.4808 | 19.0153
U | d217h | 24.3308 | 56.5882 | 102.662 | 7.8002 | 1.4808 | 19.0153 | 30.9229 | 84.4054 | 113.241 | 8.1808 | 1.4808 | 19.0153 | 30.9229 | 84.4054 | 115.902 | 8.1808 | 1.4808 | 19.0153
U | d217i | 24.4694 | 55.7479 | 102.184 | 7.8047 | 1.4808 | 19.0153 | 30.9229 | 84.4054 | 113.652 | 8.1808 | 1.4808 | 19.0153 | 30.9229 | 84.4054 | 115.986 | 8.1808 | 1.4808 | 19.0153
U | d217j | 24.9128 | 56.9664 | 104.187 | 7.8067 | 1.4808 | 19.0153 | 30.9229 | 84.4054 | 114.232 | 8.1808 | 1.4808 | 19.0153 | 30.9229 | 84.4054 | 116.119 | 8.1808 | 1.4808 | 19.0153
U | d217k | 25.3115 | 56.3962 | 102.912 | 7.8107 | 1.4808 | 19.0153 | 30.9229 | 84.4054 | 114.117 | 8.1808 | 1.4808 | 19.0153 | 30.9229 | 84.4054 | 116.069 | 8.1808 | 1.4808 | 19.0153
U | d217l | 27.3589 | 59.6586 | 107.198 | 7.8211 | 1.4808 | 19.0153 | 30.9229 | 84.4054 | 114.882 | 8.1808 | 1.4808 | 19.0153 | 30.9229 | 84.4054 | 116.372 | 8.1808 | 1.4808 | 19.0153
U | d217m | 27.2534 | 59.178 | 106.281 | 7.8195 | 1.4808 | 19.0153 | 30.9229 | 84.4054 | 114.885 | 8.1808 | 1.4808 | 19.0153 | 30.9229 | 84.4054 | 116.356 | 8.1808 | 1.4808 | 19.0153
U | d217n | 26.712 | 57.154 | 104.869 | 7.8155 | 1.4808 | 19.0153 | 30.9229 | 84.4054 | 114.764 | 8.1808 | 1.4808 | 19.0153 | 30.9229 | 84.4054 | 116.275 | 8.1808 | 1.4808 | 19.0153
U | d217o | 27.1134 | 57.2998 | 106.503 | 7.8134 | 1.4808 | 19.0153 | 30.9229 | 84.4054 | 115.105 | 8.1808 | 1.4808 | 19.0153 | 30.9229 | 84.4054 | 116.415 | 8.1808 | 1.4808 | 19.0153
U | d217p | 27.7436 | 56.9852 | 105.219 | 7.8154 | 1.4808 | 19.0153 | 30.9229 | 84.4054 | 115.109 | 8.1808 | 1.4808 | 19.0153 | 30.9229 | 84.4054 | 116.353 | 8.1808 | 1.4808 | 19.0153
U | d217q | 29.403 | 60.126 | 108.388 | 7.8406 | 1.4808 | 19.0153 | 30.9229 | 84.4054 | 115.71 | 8.1808 | 1.4808 | 19.0153 | 30.9229 | 84.4054 | 116.686 | 8.1808 | 1.4808 | 19.0153
U | d217r | 30.2153 | 64.5577 | 111.963 | 7.8601 | 1.4808 | 19.0153 | 30.9229 | 84.4054 | 116.414 | 8.1808 | 1.4808 | 19.0153 | 30.9229 | 84.4054 | 117.715 | 8.1808 | 1.4808 | 19.0153
U | d217s | 28.0888 | 59.0986 | 106.367 | 7.8339 | 1.4808 | 19.0153 | 30.9229 | 84.4054 | 115.091 | 8.1808 | 1.4808 | 19.0153 | 30.9229 | 84.4054 | 116.253 | 8.1808 | 1.4808 | 19.0153
U | d217t | 26.2147 | 54.2428 | 99.6232 | 7.8198 | 1.4808 | 19.0153 | 30.9229 | 84.4054 | 113.93 | 8.1808 | 1.4808 | 19.0153 | 30.9229 | 84.4054 | 115.671 | 8.1808 | 1.4808 | 19.0153
U | d217u | 25.0614 | 51.5838 | 94.9767 | 7.8062 | 1.4808 | 19.0153 | 30.9229 | 84.4054 | 112.788 | 8.1808 | 1.4808 | 19.0153 | 30.9229 | 84.4054 | 114.393 | 8.1808 | 1.4808 | 19.0153
U | d217v | 23.5019 | 46.8802 | 87.7243 | 7.7958 | 1.4808 | 19.0153 | 30.9229 | 84.4054 | 110.226 | 8.1808 | 1.4808 | 19.0153 | 30.9229 | 84.4054 | 111.036 | 8.1808 | 1.4808 | 19.0153
U | d217x | 22.733 | 44.4926 | 85.0222 | 7.7873 | 1.4808 | 19.0153 | 30.9229 | 84.4054 | 109.031 | 8.1808 | 1.4808 | 19.0153 | 30.9229 | 84.4054 | 108.875 | 8.1808 | 1.4808 | 19.0153
U | d217y | 21.4767 | 38.7212 | 77.889 | 7.7836 | 1.4808 | 19.0153 | 30.9229 | 84.4054 | 109.156 | 8.1808 | 1.4808 | 19.0153 | 30.9229 | 84.4054 | 107.28 | 8.1808 | 1.4808 | 19.0153
U | d218a | 21.7839 | 38.1683 | 77.3318 | 7.7827 | 1.4808 | 19.0153 | 30.9229 | 84.4054 | 109.323 | 8.1808 | 1.4808 | 19.0153 | 30.9229 | 84.4054 | 107.297 | 8.1808 | 1.4808 | 19.0153
U | d218b | 21.692 | 37.5498 | 76.3534 | 7.7817 | 1.4808 | 19.0153 | 30.9229 | 84.4054 | 109.517 | 8.1808 | 1.4808 | 19.0153 | 30.9229 | 84.4054 | 107.609 | 8.1808 | 1.4808 | 19.0153
U | d218c | 22.1169 | 36.7177 | 75.2482 | 7.7819 | 1.4808 | 19.0153 | 30.9229 | 84.4054 | 109.536 | 8.1808 | 1.4808 | 19.0153 | 30.9229 | 84.4054 | 107.571 | 8.1808 | 1.4808 | 19.0153
U | d218d | 22.3932 | 36.796 | 75.3108 | 7.7821 | 1.4808 | 19.0153 | 30.9229 | 84.4054 | 109.788 | 8.1808 | 1.4808 | 19.0153 | 30.9229 | 84.4054 | 107.872 | 8.1808 | 1.4808 | 19.0153
U | d218e | 22.7651 | 35.9473 | 74.3172 | 7.7823 | 1.4808 | 19.0153 | 30.9229 | 84.4054 | 111.089 | 8.1808 | 1.4808 | 19.0153 | 30.9229 | 84.4054 | 110.176 | 8.1808 | 1.4808 | 19.0153
U | d218f | 23.4978 | 37.1932 | 75.4902 | 7.7868 | 1.4808 | 19.0153 | 30.9229 | 84.4054 | 113.691 | 8.1808 | 1.4808 | 19.0153 | 30.9229 | 84.4054 | 113.787 | 8.1808 | 1.4808 | 19.0153
U | d218g | 25.1645 | 43.7843 | 84.4523 | 7.7937 | 1.4808 | 19.0153 | 30.9229 | 84.4054 | 116.102 | 8.1808 | 1.4808 | 19.0153 | 30.9229 | 84.4054 | 115.853 | 8.1808 | 1.4808 | 19.0153
U | d218h | 26.7706 | 49.7221 | 93.6059 | 7.804 | 1.4808 | 19.0153 | 30.9229 | 84.4054 | 116.661 | 8.1808 | 1.4808 | 19.0153 | 30.9229 | 84.4054 | 116.376 | 8.1808 | 1.4808 | 19.0153
U | d218i | 26.7268 | 48.4436 | 92.0362 | 7.7988 | 1.4808 | 19.0153 | 30.9229 | 84.4054 | 116.697 | 8.1808 | 1.4808 | 19.0153 | 30.9229 | 84.4054 | 116.394 | 8.1808 | 1.4808 | 19.0153
U | d218j | 27.238 | 48.2885 | 91.872 | 7.7985 | 1.4808 | 19.0153 | 30.9229 | 84.4054 | 116.753 | 8.1808 | 1.4808 | 19.0153 | 30.9229 | 84.4054 | 116.463 | 8.1808 | 1.4808 | 19.0153
U | d218k | 28.6308 | 49.0909 | 93.9036 | 7.7991 | 1.4808 | 19.0153 | 30.9229 | 84.4054 | 116.846 | 8.1808 | 1.4808 | 19.0153 | 30.9229 | 84.4054 | 116.621 | 8.1808 | 1.4808 | 19.0153
U | d218l | 29.5345 | 44.7889 | 84.6904 | 7.8015 | 1.4808 | 19.0153 | 30.9229 | 84.4054 | 116.85 | 8.1808 | 1.4808 | 19.0153 | 30.9229 | 84.4054 | 116.626 | 8.1808 | 1.4808 | 19.0153
U | d218m | 30.4998 | 46.4454 | 90.3274 | 7.8061 | 1.4808 | 19.0153 | 30.9229 | 84.4054 | 116.922 | 8.1808 | 1.4808 | 19.0153 | 30.9229 | 84.4054 | 116.737 | 8.1808 | 1.4808 | 19.0153
U | d218n | 30.8099 | 48.4612 | 94.3466 | 7.8141 | 1.4808 | 19.0153 | 30.9229 | 84.4054 | 117.038 | 8.1808 | 1.4808 | 19.0153 | 30.9229 | 84.4054 | 116.882 | 8.1808 | 1.4808 | 19.0153
U | d218o | 30.7734 | 50.0194 | 94.38 | 7.818 | 1.4808 | 19.0153 | 30.9229 | 84.4054 | 117.112 | 8.1808 | 1.4808 | 19.0153 | 30.9229 | 84.4054 | 116.95 | 8.1808 | 1.4808 | 19.0153
U | d218p | 30.8116 | 55.0149 | 100.341 | 7.8292 | 1.4808 | 19.0153 | 30.9229 | 84.4054 | 117.467 | 8.1808 | 1.4808 | 19.0153 | 30.9229 | 84.4054 | 117.316 | 8.1808 | 1.4808 | 19.0153
U | d218q | 30.9229 | 64.1013 | 111.808 | 7.9387 | 1.4808 | 19.0153 | 30.9229 | 84.4054 | 117.715 | 8.1808 | 1.4808 | 19.0153 | 30.9229 | 84.4054 | 117.715 | 8.1808 | 1.4808 | 19.0153
U | d218r | 30.8149 | 63.8056 | 111.877 | 7.9275 | 1.4808 | 19.0153 | 30.9229 | 84.4054 | 117.715 | 8.1808 | 1.4808 | 19.0153 | 30.9229 | 84.4054 | 117.715 | 8.1808 | 1.4808 | 19.0153
U | d218s | 29.7698 | 57.8219 | 106.016 | 7.8433 | 1.4808 | 19.0153 | 30.9229 | 84.4054 | 117.189 | 8.1808 | 1.4808 | 19.0153 | 30.9229 | 84.4054 | 117.021 | 8.1808 | 1.4808 | 19.0153
U | d218t | 27.9099 | 53.3404 | 99.8807 | 7.8202 | 1.4808 | 19.0153 | 30.9229 | 84.4054 | 116.765 | 8.1808 | 1.4808 | 19.0153 | 30.9229 | 84.4054 | 116.539 | 8.1808 | 1.4808 | 19.0153
U | d218u | 24.7 | 49.9219 | 94.4194 | 7.8027 | 1.4808 | 19.0153 | 30.9229 | 84.4054 | 115.993 | 8.1808 | 1.4808 | 19.0153 | 30.9229 | 84.4054 | 115.558 | 8.1808 | 1.4808 | 19.0153
U | d218v | 23.0906 | 49.2492 | 91.434 | 7.7903 | 1.4808 | 19.0153 | 30.9229 | 84.4054 | 114.969 | 8.1808 | 1.4808 | 19.0153 | 30.9229 | 84.4054 | 114.225 | 8.1808 | 1.4808 | 19.0153
U | d218x | 21.2553 | 46.2635 | 87.7462 | 7.7855 | 1.4808 | 19.0153 | 30.9229 | 84.4054 | 113.097 | 8.1808 | 1.4808 | 19.0153 | 30.9229 | 84.4054 | 111.705 | 8.1808 | 1.4808 | 19.0153
U | d218y | 20.8154 | 42.5728 | 80.82 | 7.7829 | 1.4808 | 19.0153 | 30.9229 | 84.4054 | 111.763 | 8.1808 | 1.4808 | 19.0153 | 30.9229 | 84.4054 | 110.151 | 8.1808 | 1.4808 | 19.0153
U | d219a | 20.247 | 41.2602 | 78.3292 | 7.7813 | 1.4808 | 19.0153 | 30.9229 | 84.4054 | 111.225 | 8.1808 | 1.4808 | 19.0153 | 30.9229 | 84.4054 | 109.216 | 8.1808 | 1.4808 | 19.0153
U | d219b | 19.9797 | 42.1489 | 79.5241 | 7.7811 | 1.4808 | 19.0153 | 30.9229 | 84.4054 | 111.539 | 8.1808 | 1.4808 | 19.0153 | 30.9229 | 84.4054 | 109.698 | 8.1808 | 1.4808 | 19.0153
U | d219c | 19.8522 | 42.6077 | 80.3454 | 7.7823 | 1.4808 | 19.0153 | 30.9229 | 84.4054 | 111.45 | 8.1808 | 1.4808 | 19.0153 | 30.9229 | 84.4054 | 109.824 | 8.1808 | 1.4808 | 19.0153
U | d219d | 19.7475 | 43.5221 | 80.7251 | 7.7842 | 1.4808 | 19.0153 | 30.9229 | 84.4054 | 111.704 | 8.1808 | 1.4808 | 19.0153 | 30.9229 | 84.4054 | 110.078 | 8.1808 | 1.4808 | 19.0153
U | d219e | 20.0907 | 44.6381 | 81.6749 | 7.7866 | 1.4808 | 19.0153 | 30.9229 | 84.4054 | 113.181 | 8.1808 | 1.4808 | 19.0153 | 30.9229 | 84.4054 | 112.517 | 8.1808 | 1.4808 | 19.0153
U | d219f | 21.1058 | 47.9987 | 86.0253 | 7.7938 | 1.4808 | 19.0153 | 30.9229 | 84.4054 | 115.977 | 8.1808 | 1.4808 | 19.0153 | 30.9229 | 84.4054 | 115.997 | 8.1808 | 1.4808 | 19.0153
U | d219g | 23.1795 | 55.8266 | 98.5379 | 7.8129 | 1.4808 | 19.0153 | 30.9229 | 84.4054 | 117.715 | 8.1808 | 1.4808 | 19.0153 | 30.9229 | 84.4054 | 117.715 | 8.1808 | 1.4808 | 19.0153
U | d219h | 26.6247 | 62.3031 | 107.324 | 7.864 | 1.4808 | 19.0153 | 30.9229 | 84.4054 | 117.715 | 8.1808 | 1.4808 | 19.0153 | 30.9229 | 84.4054 | 117.715 | 8.1808 | 1.4808 | 19.0153
U | d219i | 27.1683 | 62.5769 | 107.061 | 7.8983 | 1.4808 | 19.0153 | 30.9229 | 84.4054 | 117.715 | 8.1808 | 1.4808 | 19.0153 | 30.9229 | 84.4054 | 117.715 | 8.1808 | 1.4808 | 19.0153
U | d219j | 27.3705 | 60.055 | 101.483 | 7.9367 | 1.4808 | 19.0153 | 30.9229 | 84.4054 | 117.715 | 8.1808 | 1.4808 | 19.0153 | 30.9229 | 84.4054 | 117.715 | 8.1808 | 1.4808 | 19.0153
U | d219k | 26.9815 | 58.5996 | 97.8482 | 7.9225 | 1.4808 | 19.0153 | 30.9229 | 84.4054 | 117.715 | 8.1808 | 1.4808 | 19.0153 | 30.9229 | 84.4054 | 117.715 | 8.1808 | 1.4808 | 19.0153
U | d219l | 27.2512 | 57.0793 | 94.1086 | 7.9474 | 1.4808 | 19.0153 | 30.9229 | 84.4054 | 117.715 | 8.1808 | 1.4808 | 19.0153 | 30.9229 | 84.4054 | 117.715 | 8.1808 | 1.4808 | 19.0153
U | d219m | 27.3075 | 56.8057 | 93.232 | 7.9354 | 1.4808 | 19.0153 | 30.9229 | 84.4054 | 117.715 | 8.1808 | 1.4808 | 19.0153 | 30.9229 | 84.4054 | 117.715 | 8.1808 | 1.4808 | 19.0153
U | d219n | 27.1233 | 57.8699 | 94.4761 | 7.9364 | 1.4808 | 19.0153 | 30.9229 | 84.4054 | 117.715 | 8.1808 | 1.4808 | 19.0153 | 30.9229 | 84.4054 | 117.715 | 8.1808 | 1.4808 | 19.0153
U | d219o | 27.5428 | 61.9333 | 99.0906 | 7.9291 | 1.4808 | 19.0153 | 30.9229 | 84.4054 | 117.715 | 8.1808 | 1.4808 | 19.0153 | 30.9229 | 84.4054 | 117.715 | 8.1808 | 1.4808 | 19.0153
U | d219p | 28.8093 | 67.8342 | 107.542 | 8.0424 | 1.4808 | 19.0153 | 30.9229 | 84.4054 | 117.715 | 8.1808 | 1.4808 | 19.0153 | 30.9229 | 84.4054 | 117.715 | 8.1808 | 1.4808 | 19.0153
U | d219q | 30.1179 | 74.6303 | 113.619 | 8.1808 | 1.4808 | 19.0153 | 30.9229 | 84.4054 | 117.715 | 8.1808 | 1.4808 | 19.0153 | 30.9229 | 84.4054 | 117.715 | 8.1808 | 1.4808 | 19.0153
U | d219r | 29.5801 | 75.2223 | 114.429 | 8.1542 | 1.4808 | 19.0153 | 30.9229 | 84.4054 | 117.715 | 8.1808 | 1.4808 | 19.0153 | 30.9229 | 84.4054 | 117.715 | 8.1808 | 1.4808 | 19.0153
U | d219s | 29.5207 | 73.923 | 113.56 | 8.0398 | 1.4808 | 19.0153 | 30.9229 | 84.4054 | 117.715 | 8.1808 | 1.4808 | 19.0153 | 30.9229 | 84.4054 | 117.715 | 8.1808 | 1.4808 | 19.0153
U | d219t | 28.034 | 69.9836 | 110.991 | 7.9094 | 1.4808 | 19.0153 | 30.9229 | 84.4054 | 117.715 | 8.1808 | 1.4808 | 19.0153 | 30.9229 | 84.4054 | 117.715 | 8.1808 | 1.4808 | 19.0153
U | d219u | 26.0556 | 66.5771 | 107.583 | 7.8356 | 1.4808 | 19.0153 | 30.9229 | 84.4054 | 116.369 | 8.1808 | 1.4808 | 19.0153 | 30.9229 | 84.4054 | 116.112 | 8.1808 | 1.4808 | 19.0153
U | d219v | 25.0158 | 64.2395 | 104.182 | 7.8056 | 1.4808 | 19.0153 | 30.9229 | 84.4054 | 115.126 | 8.1808 | 1.4808 | 19.0153 | 30.9229 | 84.4054 | 114.388 | 8.1808 | 1.4808 | 19.0153
U | d219x | 23.1382 | 62.4318 | 100.787 | 7.7931 | 1.4808 | 19.0153 | 30.9229 | 84.4054 | 113.012 | 8.1808 | 1.4808 | 19.0153 | 30.9229 | 84.4054 | 111.563 | 8.1808 | 1.4808 | 19.0153
U | d219y | 23.5108 | 58.9231 | 95.799 | 7.7875 | 1.4808 | 19.0153 | 30.9229 | 84.4054 | 111.79 | 8.1808 | 1.4808 | 19.0153 | 30.9229 | 84.4054 | 109.876 | 8.1808 | 1.4808 | 19.0153
U | d220a | 24.0238 | 57.5111 | 95.3948 | 7.7834 | 1.4808 | 19.0153 | 30.9229 | 84.4054 | 111.903 | 8.1808 | 1.4808 | 19.0153 | 30.9229 | 84.4054 | 109.903 | 8.1808 | 1.4808 | 19.0153
U | d220b | 23.9687 | 56.2384 | 94.1945 | 7.7801 | 1.4808 | 19.0153 | 30.9229 | 84.4054 | 111.611 | 8.1808 | 1.4808 | 19.0153 | 30.9229 | 84.4054 | 109.359 | 8.1808 | 1.4808 | 19.0153
U | d220c | 24.5754 | 55.8365 | 94.9561 | 7.7786 | 1.4808 | 19.0153 | 30.9229 | 84.4054 | 111.822 | 8.1808 | 1.4808 | 19.0153 | 30.9229 | 84.4054 | 109.642 | 8.1808 | 1.4808 | 19.0153
U | d220d | 25.2628 | 55.7722 | 95.4442 | 7.7785 | 1.4808 | 19.0153 | 30.9229 | 84.4054 | 112.192 | 8.1808 | 1.4808 | 19.0153 | 30.9229 | 84.4054 | 110.149 | 8.1808 | 1.4808 | 19.0153
U | d220e | 26.2096 | 55.9928 | 95.388 | 7.7814 | 1.4808 | 19.0153 | 30.9229 | 84.4054 | 113.11 | 8.1808 | 1.4808 | 19.0153 | 30.9229 | 84.4054 | 112.368 | 8.1808 | 1.4808 | 19.0153
U | d220f | 28.2236 | 61.1036 | 101.373 | 7.7896 | 1.4808 | 19.0153 | 30.9229 | 84.4054 | 115.931 | 8.1808 | 1.4808 | 19.0153 | 30.9229 | 84.4054 | 116.181 | 8.1808 | 1.4808 | 19.0153
U | d220g | 30.7654 | 67.7917 | 109.541 | 7.8091 | 1.4808 | 19.0153 | 30.9229 | 84.4054 | 117.715 | 8.1808 | 1.4808 | 19.0153 | 30.9229 | 84.4054 | 117.715 | 8.1808 | 1.4808 | 19.0153
U | d220h | 30.9229 | 72.2496 | 113.307 | 7.8485 | 1.4808 | 19.0153 | 30.9229 | 84.4054 | 117.715 | 8.1808 | 1.4808 | 19.0153 | 30.9229 | 84.4054 | 117.715 | 8.1808 | 1.4808 | 19.0153
U | d220i | 30.9229 | 70.6041 | 112.655 | 7.865 | 1.4808 | 19.0153 | 30.9229 | 84.4054 | 117.715 | 8.1808 | 1.4808 | 19.0153 | 30.9229 | 84.4054 | 117.715 | 8.1808 | 1.4808 | 19.0153
U | d220j | 30.9229 | 69.2381 | 112.354 | 7.8491 | 1.4808 | 19.0153 | 30.9229 | 84.4054 | 117.715 | 8.1808 | 1.4808 | 19.0153 | 30.9229 | 84.4054 | 117.715 | 8.1808 | 1.4808 | 19.0153
U | d220k | 30.9229 | 71.3391 | 113.508 | 7.8852 | 1.4808 | 19.0153 | 30.9229 | 84.4054 | 117.715 | 8.1808 | 1.4808 | 19.0153 | 30.9229 | 84.4054 | 117.715 | 8.1808 | 1.4808 | 19.0153
U | d220l | 30.9229 | 73.6117 | 114.446 | 7.9308 | 1.4808 | 19.0153 | 30.9229 | 84.4054 | 117.715 | 8.1808 | 1.4808 | 19.0153 | 30.9229 | 84.4054 | 117.715 | 8.1808 | 1.4808 | 19.0153
U | d220m | 30.9229 | 74.1883 | 114.608 | 7.964 | 1.4808 | 19.0153 | 30.9229 | 84.4054 | 117.715 | 8.1808 | 1.4808 | 19.0153 | 30.9229 | 84.4054 | 117.715 | 8.1808 | 1.4808 | 19.0153
U | d220n | 30.9229 | 73.6418 | 114.712 | 8.0165 | 1.4808 | 19.0153 | 30.9229 | 84.4054 | 117.715 | 8.1808 | 1.4808 | 19.0153 | 30.9229 | 84.4054 | 117.715 | 8.1808 | 1.4808 | 19.0153
U | d220o | 30.9229 | 74.0351 | 115.148 | 7.9991 | 1.4808 | 19.0153 | 30.9229 | 84.4054 | 117.715 | 8.1808 | 1.4808 | 19.0153 | 30.9229 | 84.4054 | 117.715 | 8.1808 | 1.4808 | 19.0153
U | d220p | 30.9229 | 72.5677 | 115.123 | 7.9942 | 1.4808 | 19.0153 | 30.9229 | 84.4054 | 117.715 | 8.1808 | 1.4808 | 19.0153 | 30.9229 | 84.4054 | 117.715 | 8.1808 | 1.4808 | 19.0153
U | d220q | 30.9229 | 74.657 | 115.647 | 8.076 | 1.4808 | 19.0153 | 30.9229 | 84.4054 | 117.715 | 8.1808 | 1.4808 | 19.0153 | 30.9229 | 84.4054 | 117.715 | 8.1808 | 1.4808 | 19.0153
U | d220r | 30.9229 | 72.4975 | 115.211 | 8.0441 | 1.4808 | 19.0153 | 30.9229 | 84.4054 | 117.715 | 8.1808 | 1.4808 | 19.0153 | 30.9229 | 84.4054 | 117.715 | 8.1808 | 1.4808 | 19.0153
U | d220s | 30.9229 | 68.1737 | 114.079 | 7.9834 | 1.4808 | 19.0153 | 30.9229 | 84.4054 | 117.715 | 8.1808 | 1.4808 | 19.0153 | 30.9229 | 84.4054 | 117.715 | 8.1808 | 1.4808 | 19.0153
U | d220t | 30.7528 | 65.2881 | 112.94 | 7.8581 | 1.4808 | 19.0153 | 30.9229 | 84.4054 | 117.715 | 8.1808 | 1.4808 | 19.0153 | 30.9229 | 84.4054 | 117.715 | 8.1808 | 1.4808 | 19.0153
U | d220u | 28.5547 | 58.5081 | 107.094 | 7.8151 | 1.4808 | 19.0153 | 30.9229 | 84.4054 | 115.78 | 8.1808 | 1.4808 | 19.0153 | 30.9229 | 84.4054 | 114.187 | 8.1808 | 1.4808 | 19.0153
U | d220v | 25.8674 | 57.1184 | 105.471 | 7.7992 | 1.4808 | 19.0153 | 30.9229 | 84.4054 | 114.743 | 8.1808 | 1.4808 | 19.0153 | 30.9229 | 84.4054 | 111.863 | 8.1808 | 1.4808 | 19.0153
U | d220x | 25.1511 | 53.7355 | 101.269 | 7.793 | 1.4808 | 19.0153 | 30.9229 | 84.4054 | 112.929 | 8.1808 | 1.4808 | 19.0153 | 30.9229 | 84.4054 | 108.453 | 8.1808 | 1.4808 | 19.0153
U | d220y | 23.9248 | 48.414 | 93.1284 | 7.7842 | 1.4808 | 19.0153 | 30.9229 | 84.4054 | 110.656 | 8.1808 | 1.4808 | 19.0153 | 30.9229 | 84.4054 | 103.19 | 8.1808 | 1.4808 | 19.0153
U | d221a | 23.8886 | 48.8047 | 93.9236 | 7.782 | 1.4808 | 19.0153 | 30.9229 | 84.4054 | 110.858 | 8.1808 | 1.4808 | 19.0153 | 30.9229 | 84.4054 | 102.973 | 8.1808 | 1.4808 | 19.0153
U | d221b | 24.0042 | 49.5704 | 96.1669 | 7.7804 | 1.4808 | 19.0153 | 30.9229 | 84.4054 | 111.529 | 8.1808 | 1.4808 | 19.0153 | 30.9229 | 84.4054 | 104.219 | 8.1808 | 1.4808 | 19.0153
U | d221c | 24.0971 | 50.9117 | 97.5655 | 7.7805 | 1.4808 | 19.0153 | 30.9229 | 84.4054 | 112.088 | 8.1808 | 1.4808 | 19.0153 | 30.9229 | 84.4054 | 104.537 | 8.1808 | 1.4808 | 19.0153
U | d221d | 24.2422 | 50.6934 | 96.8905 | 7.7805 | 1.4808 | 19.0153 | 30.9229 | 84.4054 | 111.662 | 8.1808 | 1.4808 | 19.0153 | 30.9229 | 84.4054 | 103.408 | 8.1808 | 1.4808 | 19.0153
U | d221e | 24.6663 | 51.978 | 98.2842 | 7.784 | 1.4808 | 19.0153 | 30.9229 | 84.4054 | 113.026 | 8.1808 | 1.4808 | 19.0153 | 30.9229 | 84.4054 | 103.014 | 8.1808 | 1.4808 | 19.0153
U | d221f | 26.3777 | 57.2369 | 103.689 | 7.7914 | 1.4808 | 19.0153 | 30.9229 | 84.4054 | 115.631 | 8.1808 | 1.4808 | 19.0153 | 30.9229 | 84.4054 | 103.112 | 8.1808 | 1.4808 | 19.0153
U | d221g | 29.8057 | 62.4389 | 109.678 | 7.8135 | 1.4808 | 19.0153 | 30.9229 | 84.4054 | 117.022 | 8.1808 | 1.4808 | 19.0153 | 30.9229 | 84.4054 | 106.822 | 8.1808 | 1.4808 | 19.0153
U | d221h | 30.6155 | 65.8557 | 112.821 | 7.8365 | 1.4808 | 19.0153 | 30.9229 | 84.4054 | 117.715 | 8.1808 | 1.4808 | 19.0153 | 30.9229 | 84.4054 | 110.261 | 8.1808 | 1.4808 | 19.0153
U | d221i | 30.9121 | 66.2585 | 113.314 | 7.8734 | 1.4808 | 19.0153 | 30.9229 | 84.4054 | 117.715 | 8.1808 | 1.4808 | 19.0153 | 30.9229 | 84.4054 | 112.056 | 8.1808 | 1.4808 | 19.0153
U | d221j | 30.9229 | 67.8916 | 113.986 | 7.9133 | 1.4808 | 19.0153 | 30.9229 | 84.4054 | 117.715 | 8.1808 | 1.4808 | 19.0153 | 30.9229 | 84.4054 | 113.409 | 8.1808 | 1.4808 | 19.0153
U | d221k | 30.9229 | 73.6457 | 114.605 | 7.9659 | 1.4808 | 19.0153 | 30.9229 | 84.4054 | 117.715 | 8.1808 | 1.4808 | 19.0153 | 30.9229 | 84.4054 | 114.435 | 8.1808 | 1.4808 | 19.0153
U | d221l | 30.9229 | 73.9435 | 114.405 | 8.0383 | 1.4808 | 19.0153 | 30.9229 | 84.4054 | 117.715 | 8.1808 | 1.4808 | 19.0153 | 30.9229 | 84.4054 | 114.457 | 8.1808 | 1.4808 | 19.0153
U | d221m | 30.9229 | 77.5284 | 115.212 | 8.1069 | 1.4808 | 19.0153 | 30.9229 | 84.4054 | 117.715 | 8.1808 | 1.4808 | 19.0153 | 30.9229 | 84.4054 | 115.366 | 8.1808 | 1.4808 | 19.0153
U | d221n | 30.9229 | 76.4286 | 114.328 | 8.0996 | 1.4808 | 19.0153 | 30.9229 | 84.4054 | 117.715 | 8.1808 | 1.4808 | 19.0153 | 30.9229 | 84.4054 | 115.21 | 8.1808 | 1.4808 | 19.0153
U | d221o | 30.9229 | 76.8341 | 114.964 | 8.1161 | 1.4808 | 19.0153 | 30.9229 | 84.4054 | 117.715 | 8.1808 | 1.4808 | 19.0153 | 30.9229 | 84.4054 | 114.959 | 8.1808 | 1.4808 | 19.0153
U | d221p | 30.9229 | 80.1829 | 116.039 | 8.1635 | 1.4808 | 19.0153 | 30.9229 | 84.4054 | 117.715 | 8.1808 | 1.4808 | 19.0153 | 30.9229 | 84.4054 | 115.511 | 8.1808 | 1.4808 | 19.0153
U | d221q | 30.9229 | 79.07 | 115.938 | 8.1617 | 1.4808 | 19.0153 | 30.9229 | 84.4054 | 117.715 | 8.1808 | 1.4808 | 19.0153 | 30.9229 | 84.4054 | 115.04 | 8.1808 | 1.4808 | 19.0153
U | d221r | 30.9229 | 82.1619 | 117.474 | 8.1808 | 1.4808 | 19.0153 | 30.9229 | 84.4054 | 117.715 | 8.1808 | 1.4808 | 19.0153 | 30.9229 | 84.4054 | 116.258 | 8.1808 | 1.4808 | 19.0153
U | d221s | 30.9229 | 76.1972 | 115.151 | 8.1603 | 1.4808 | 19.0153 | 30.9229 | 84.4054 | 117.715 | 8.1808 | 1.4808 | 19.0153 | 30.9229 | 84.4054 | 114.427 | 8.1808 | 1.4808 | 19.0153
U | d221t | 30.9229 | 71.5952 | 113.745 | 8.0985 | 1.4808 | 19.0153 | 30.9229 | 84.4054 | 117.715 | 8.1808 | 1.4808 | 19.0153 | 30.9229 | 84.4054 | 112.556 | 8.1808 | 1.4808 | 19.0153
U | d221u | 30.9229 | 68.1354 | 112.053 | 7.8837 | 1.4808 | 19.0153 | 30.9229 | 84.4054 | 116.397 | 8.1808 | 1.4808 | 19.0153 | 30.9229 | 84.4054 | 110.614 | 8.1808 | 1.4808 | 19.0153
U | d221v | 30.4717 | 66.4481 | 109.294 | 7.8359 | 1.4808 | 19.0153 | 30.9229 | 84.4054 | 115.321 | 8.1808 | 1.4808 | 19.0153 | 30.9229 | 84.4054 | 107.557 | 8.1808 | 1.4808 | 19.0153
U | d221x | 29.5305 | 63.5882 | 104.19 | 7.8118 | 1.4808 | 19.0153 | 30.9229 | 84.4054 | 113.12 | 8.1808 | 1.4808 | 19.0153 | 30.9229 | 84.4054 | 103.504 | 8.1808 | 1.4808 | 19.0153
U | d221y | 28.6819 | 60.7105 | 98.7435 | 7.8014 | 1.4808 | 19.0153 | 30.9229 | 84.4054 | 111.679 | 8.1808 | 1.4808 | 19.0153 | 30.9229 | 84.4054 | 102.302 | 8.1808 | 1.4808 | 19.0153
U | d222a | 28.6434 | 59.8359 | 96.1318 | 7.7936 | 1.4808 | 19.0153 | 30.9229 | 84.4054 | 110.82 | 8.1808 | 1.4808 | 19.0153 | 30.9229 | 84.4054 | 100.484 | 8.1808 | 1.4808 | 19.0153
U | d222b | 28.5565 | 60.9304 | 96.7653 | 7.7913 | 1.4808 | 19.0153 | 30.9229 | 84.4054 | 111.379 | 8.1808 | 1.4808 | 19.0153 | 30.9229 | 84.4054 | 101.201 | 8.1808 | 1.4808 | 19.0153
U | d222c | 28.6102 | 61.1852 | 95.9194 | 7.7898 | 1.4808 | 19.0153 | 30.9229 | 84.4054 | 111.385 | 8.1808 | 1.4808 | 19.0153 | 30.9229 | 84.4054 | 100.945 | 8.1808 | 1.4808 | 19.0153
U | d222d | 28.8958 | 62.6799 | 96.4208 | 7.7889 | 1.4808 | 19.0153 | 30.9229 | 84.4054 | 111.833 | 8.1808 | 1.4808 | 19.0153 | 30.9229 | 84.4054 | 101.369 | 8.1808 | 1.4808 | 19.0153
U | d222e | 29.3389 | 63.7699 | 98.0356 | 7.7917 | 1.4808 | 19.0153 | 30.9229 | 84.4054 | 113.03 | 8.1808 | 1.4808 | 19.0153 | 30.9229 | 84.4054 | 100.728 | 8.1808 | 1.4808 | 19.0153
U | d222f | 30.2876 | 68.9661 | 104.016 | 7.8011 | 1.4808 | 19.0153 | 30.9229 | 84.4054 | 115.724 | 8.1808 | 1.4808 | 19.0153 | 30.9229 | 84.4054 | 101.439 | 8.1808 | 1.4808 | 19.0153
U | d222g | 30.9229 | 73.8417 | 109.453 | 7.8281 | 1.4808 | 19.0153 | 30.9229 | 84.4054 | 116.804 | 8.1808 | 1.4808 | 19.0153 | 30.9229 | 84.4054 | 105.653 | 8.1808 | 1.4808 | 19.0153
U | d222h | 30.9229 | 79.7773 | 113.613 | 7.9591 | 1.4808 | 19.0153 | 30.9229 | 84.4054 | 117.715 | 8.1808 | 1.4808 | 19.0153 | 30.9229 | 84.4054 | 110.735 | 8.1808 | 1.4808 | 19.0153
U | d222i | 30.9229 | 80.2823 | 113.881 | 8.012 | 1.4808 | 19.0153 | 30.9229 | 84.4054 | 117.715 | 8.1808 | 1.4808 | 19.0153 | 30.9229 | 84.4054 | 112.343 | 8.1808 | 1.4808 | 19.0153
U | d222j | 30.9229 | 80.6913 | 114.393 | 8.0195 | 1.4808 | 19.0153 | 30.9229 | 84.4054 | 117.715 | 8.1808 | 1.4808 | 19.0153 | 30.9229 | 84.4054 | 113.592 | 8.1808 | 1.4808 | 19.0153
U | d222k | 30.9229 | 80.64 | 114.898 | 8.0376 | 1.4808 | 19.0153 | 30.9229 | 84.4054 | 117.715 | 8.1808 | 1.4808 | 19.0153 | 30.9229 | 84.4054 | 114.232 | 8.1808 | 1.4808 | 19.0153
U | d222l | 30.9229 | 81.0369 | 115.435 | 8.0675 | 1.4808 | 19.0153 | 30.9229 | 84.4054 | 117.715 | 8.1808 | 1.4808 | 19.0153 | 30.9229 | 84.4054 | 114.923 | 8.1808 | 1.4808 | 19.0153
U | d222m | 30.9229 | 82.5606 | 116.459 | 8.153 | 1.4808 | 19.0153 | 30.9229 | 84.4054 | 117.715 | 8.1808 | 1.4808 | 19.0153 | 30.9229 | 84.4054 | 115.957 | 8.1808 | 1.4808 | 19.0153
U | d222n | 30.9229 | 80.7374 | 115.287 | 8.0856 | 1.4808 | 19.0153 | 30.9229 | 84.4054 | 117.715 | 8.1808 | 1.4808 | 19.0153 | 30.9229 | 84.4054 | 115.082 | 8.1808 | 1.4808 | 19.0153
U | d222o | 30.9229 | 81.0068 | 115.452 | 8.0755 | 1.4808 | 19.0153 | 30.9229 | 84.4054 | 117.715 | 8.1808 | 1.4808 | 19.0153 | 30.9229 | 84.4054 | 115.438 | 8.1808 | 1.4808 | 19.0153
U | d222p | 30.9229 | 80.7357 | 115.134 | 8.1009 | 1.4808 | 19.0153 | 30.9229 | 84.4054 | 117.715 | 8.1808 | 1.4808 | 19.0153 | 30.9229 | 84.4054 | 115.366 | 8.1808 | 1.4808 | 19.0153
U | d222q | 30.9229 | 80.446 | 115.05 | 8.175 | 1.4808 | 19.0153 | 30.9229 | 84.4054 | 117.715 | 8.1808 | 1.4808 | 19.0153 | 30.9229 | 84.4054 | 115.5 | 8.1808 | 1.4808 | 19.0153
U | d222r | 30.9229 | 78.0486 | 114.336 | 8.1598 | 1.4808 | 19.0153 | 30.9229 | 84.4054 | 117.715 | 8.1808 | 1.4808 | 19.0153 | 30.9229 | 84.4054 | 115.111 | 8.1808 | 1.4808 | 19.0153
U | d222s | 30.9229 | 75.3323 | 113.488 | 8.1501 | 1.4808 | 19.0153 | 30.9229 | 84.4054 | 117.715 | 8.1808 | 1.4808 | 19.0153 | 30.9229 | 84.4054 | 114.798 | 8.1808 | 1.4808 | 19.0153
U | d222t | 30.9229 | 72.1823 | 112.424 | 8.0718 | 1.4808 | 19.0153 | 30.9229 | 84.4054 | 117.715 | 8.1808 | 1.4808 | 19.0153 | 30.9229 | 84.4054 | 114.135 | 8.1808 | 1.4808 | 19.0153
U | d222u | 30.8387 | 66.278 | 107.79 | 7.8559 | 1.4808 | 19.0153 | 30.9229 | 84.4054 | 115.605 | 8.1808 | 1.4808 | 19.0153 | 30.9229 | 84.4054 | 111.541 | 8.1808 | 1.4808 | 19.0153
U | d222v | 30.0581 | 66.4199 | 107.789 | 7.8252 | 1.4808 | 19.0153 | 30.9229 | 84.4054 | 114.593 | 8.1808 | 1.4808 | 19.0153 | 30.9229 | 84.4054 | 110.786 | 8.1808 | 1.4808 | 19.0153
U | d222x | 27.1784 | 57.7177 | 98.8933 | 7.7968 | 1.4808 | 19.0153 | 30.9229 | 84.4054 | 110.273 | 8.1808 | 1.4808 | 19.0153 | 30.9229 | 84.4054 | 104.922 | 8.1808 | 1.4808 | 19.0153
U | d222y | 25.6101 | 54.2194 | 92.8322 | 7.7906 | 1.4808 | 19.0153 | 30.9229 | 84.4054 | 107.581 | 8.1808 | 1.4808 | 19.0153 | 30.9229 | 84.4054 | 105.242 | 8.1808 | 1.4808 | 19.0153
U | d223a | 24.8687 | 55.6632 | 93.8293 | 7.7901 | 1.4808 | 19.0153 | 30.9229 | 84.4054 | 107.434 | 8.1808 | 1.4808 | 19.0153 | 30.9229 | 84.4054 | 105.566 | 8.1808 | 1.4808 | 19.0153
U | d223b | 23.9248 | 55.4503 | 93.455 | 7.7891 | 1.4808 | 19.0153 | 30.9229 | 84.4054 | 107.1 | 8.1808 | 1.4808 | 19.0153 | 30.9229 | 84.4054 | 105.309 | 8.1808 | 1.4808 | 19.0153
U | d223c | 23.5 | 56.2647 | 94.4509 | 7.7915 | 1.4808 | 19.0153 | 30.9229 | 84.4054 | 107.443 | 8.1808 | 1.4808 | 19.0153 | 30.9229 | 84.4054 | 106.192 | 8.1808 | 1.4808 | 19.0153
U | d223d | 23.0182 | 56.3515 | 95.2141 | 7.7938 | 1.4808 | 19.0153 | 30.9229 | 84.4054 | 107.486 | 8.1808 | 1.4808 | 19.0153 | 30.9229 | 84.4054 | 106.69 | 8.1808 | 1.4808 | 19.0153
U | d223e | 23.4217 | 56.9114 | 97.6466 | 7.8036 | 1.4808 | 19.0153 | 30.9229 | 84.4054 | 107.098 | 8.1808 | 1.4808 | 19.0153 | 30.9229 | 84.4054 | 109.552 | 8.1808 | 1.4808 | 19.0153
U | d223f | 25.0311 | 61.0546 | 103.345 | 7.8319 | 1.4808 | 19.0153 | 30.9229 | 84.4054 | 107.625 | 8.1808 | 1.4808 | 19.0153 | 30.9229 | 84.4054 | 113.879 | 8.1808 | 1.4808 | 19.0153
U | d223g | 29.0912 | 67.4933 | 110.466 | 8.0275 | 1.4808 | 19.0153 | 30.9229 | 84.4054 | 111.015 | 8.1808 | 1.4808 | 19.0153 | 30.9229 | 84.4054 | 116.56 | 8.1808 | 1.4808 | 19.0153
U | d223h | 30.3156 | 73.3781 | 114.428 | 8.1808 | 1.4808 | 19.0153 | 30.9229 | 84.4054 | 114.345 | 8.1808 | 1.4808 | 19.0153 | 30.9229 | 84.4054 | 117.715 | 8.1808 | 1.4808 | 19.0153
U | d223i | 30.6232 | 72.9594 | 114.498 | 8.1808 | 1.4808 | 19.0153 | 30.9229 | 84.4054 | 114.928 | 8.1808 | 1.4808 | 19.0153 | 30.9229 | 84.4054 | 117.715 | 8.1808 | 1.4808 | 19.0153
U | d223j | 30.4665 | 69.9279 | 113.707 | 8.1808 | 1.4808 | 19.0153 | 30.9229 | 84.4054 | 114.985 | 8.1808 | 1.4808 | 19.0153 | 30.9229 | 84.4054 | 117.715 | 8.1808 | 1.4808 | 19.0153
U | d223k | 30.6235 | 68.0022 | 113.354 | 8.1808 | 1.4808 | 19.0153 | 30.9229 | 84.4054 | 115.267 | 8.1808 | 1.4808 | 19.0153 | 30.9229 | 84.4054 | 117.715 | 8.1808 | 1.4808 | 19.0153
U | d223l | 30.8024 | 68.6103 | 112.949 | 8.1808 | 1.4808 | 19.0153 | 30.9229 | 84.4054 | 115.633 | 8.1808 | 1.4808 | 19.0153 | 30.9229 | 84.4054 | 117.715 | 8.1808 | 1.4808 | 19.0153
U | d223m | 30.8998 | 69.527 | 112.661 | 8.1808 | 1.4808 | 19.0153 | 30.9229 | 84.4054 | 115.728 | 8.1808 | 1.4808 | 19.0153 | 30.9229 | 84.4054 | 117.715 | 8.1808 | 1.4808 | 19.0153
U | d223n | 30.9229 | 73.1854 | 113.45 | 8.1808 | 1.4808 | 19.0153 | 30.9229 | 84.4054 | 116.151 | 8.1808 | 1.4808 | 19.0153 | 30.9229 | 84.4054 | 117.715 | 8.1808 | 1.4808 | 19.0153
U | d223o | 30.9229 | 71.0247 | 112.602 | 8.1808 | 1.4808 | 19.0153 | 30.9229 | 84.4054 | 115.728 | 8.1808 | 1.4808 | 19.0153 | 30.9229 | 84.4054 | 117.715 | 8.1808 | 1.4808 | 19.0153
U | d223p | 30.9229 | 81.1808 | 116.059 | 8.1808 | 1.4808 | 19.0153 | 30.9229 | 84.4054 | 117.615 | 8.1808 | 1.4808 | 19.0153 | 30.9229 | 84.4054 | 117.715 | 8.1808 | 1.4808 | 19.0153
U | d223q | 30.9229 | 79.8769 | 115.597 | 8.1808 | 1.4808 | 19.0153 | 30.9229 | 84.4054 | 116.366 | 8.1808 | 1.4808 | 19.0153 | 30.9229 | 84.4054 | 117.715 | 8.1808 | 1.4808 | 19.0153
U | d223r | 30.9229 | 81.3388 | 116.49 | 8.1808 | 1.4808 | 19.0153 | 30.9229 | 84.4054 | 116.541 | 8.1808 | 1.4808 | 19.0153 | 30.9229 | 84.4054 | 117.715 | 8.1808 | 1.4808 | 19.0153
U | d223s | 30.9229 | 78.7343 | 114.854 | 8.1808 | 1.4808 | 19.0153 | 30.9229 | 84.4054 | 115.793 | 8.1808 | 1.4808 | 19.0153 | 30.9229 | 84.4054 | 117.715 | 8.1808 | 1.4808 | 19.0153
U | d223t | 30.9229 | 74.3407 | 112.781 | 8.1808 | 1.4808 | 19.0153 | 30.9229 | 84.4054 | 114.599 | 8.1808 | 1.4808 | 19.0153 | 30.9229 | 84.4054 | 117.715 | 8.1808 | 1.4808 | 19.0153
U | d223u | 30.9229 | 73.4693 | 112.123 | 8.1808 | 1.4808 | 19.0153 | 30.9229 | 84.4054 | 113.951 | 8.1808 | 1.4808 | 19.0153 | 30.9229 | 84.4054 | 116.517 | 8.1808 | 1.4808 | 19.0153
U | d223v | 29.778 | 68.6442 | 105.744 | 7.926 | 1.4808 | 19.0153 | 30.9229 | 84.4054 | 110.616 | 8.1808 | 1.4808 | 19.0153 | 30.9229 | 84.4054 | 114.497 | 8.1808 | 1.4808 | 19.0153
U | d223x | 28.5676 | 65.1977 | 99.2822 | 7.8291 | 1.4808 | 19.0153 | 30.9229 | 84.4054 | 106.503 | 8.1808 | 1.4808 | 19.0153 | 30.9229 | 84.4054 | 111.068 | 8.1808 | 1.4808 | 19.0153
U | d223y | 27.8223 | 58.8935 | 90.3255 | 7.813 | 1.4808 | 19.0153 | 30.9229 | 84.4054 | 104.83 | 8.1808 | 1.4808 | 19.0153 | 30.9229 | 84.4054 | 108.363 | 8.1808 | 1.4808 | 19.0153
U | d224a | 27.5008 | 57.8416 | 88.6307 | 7.8098 | 1.4808 | 19.0153 | 30.9229 | 84.4054 | 104.107 | 8.1808 | 1.4808 | 19.0153 | 30.9229 | 84.4054 | 107.788 | 8.1808 | 1.4808 | 19.0153
U | d224b | 27.4173 | 58.9707 | 90.079 | 7.8092 | 1.4808 | 19.0153 | 30.9229 | 84.4054 | 105.314 | 8.1808 | 1.4808 | 19.0153 | 30.9229 | 84.4054 | 108.664 | 8.1808 | 1.4808 | 19.0153
U | d224c | 27.4437 | 58.0732 | 88.02 | 7.808 | 1.4808 | 19.0153 | 30.9229 | 84.4054 | 104.916 | 8.1808 | 1.4808 | 19.0153 | 30.9229 | 84.4054 | 108.443 | 8.1808 | 1.4808 | 19.0153
U | d224d | 27.5085 | 57.4498 | 87.4457 | 7.8082 | 1.4808 | 19.0153 | 30.9229 | 84.4054 | 104.932 | 8.1808 | 1.4808 | 19.0153 | 30.9229 | 84.4054 | 108.663 | 8.1808 | 1.4808 | 19.0153
U | d224e | 27.9142 | 56.5954 | 87.3339 | 7.821 | 1.4808 | 19.0153 | 30.9229 | 84.4054 | 104.542 | 8.1808 | 1.4808 | 19.0153 | 30.9229 | 84.4054 | 110.776 | 8.1808 | 1.4808 | 19.0153
U | d224f | 29.2089 | 60.3879 | 92.7735 | 7.8483 | 1.4808 | 19.0153 | 30.9229 | 84.4054 | 105.446 | 8.1808 | 1.4808 | 19.0153 | 30.9229 | 84.4054 | 114.467 | 8.1808 | 1.4808 | 19.0153
U | d224g | 30.1589 | 65.1874 | 100.058 | 7.9235 | 1.4808 | 19.0153 | 30.9229 | 84.4054 | 108.835 | 8.1808 | 1.4808 | 19.0153 | 30.9229 | 84.4054 | 115.965 | 8.1808 | 1.4808 | 19.0153
U | d224h | 30.8721 | 70.3323 | 108.342 | 8.0056 | 1.4808 | 19.0153 | 30.9229 | 84.4054 | 112.944 | 8.1808 | 1.4808 | 19.0153 | 30.9229 | 84.4054 | 116.551 | 8.1808 | 1.4808 | 19.0153
U | d224i | 30.9229 | 66.9833 | 105.435 | 8.049 | 1.4808 | 19.0153 | 30.9229 | 84.4054 | 113.215 | 8.1808 | 1.4808 | 19.0153 | 30.9229 | 84.4054 | 116.543 | 8.1808 | 1.4808 | 19.0153
U | d224j | 30.9229 | 66.8351 | 103.498 | 8.1114 | 1.4808 | 19.0153 | 30.9229 | 84.4054 | 114.035 | 8.1808 | 1.4808 | 19.0153 | 30.9229 | 84.4054 | 116.616 | 8.1808 | 1.4808 | 19.0153
U | d224k | 30.9229 | 60.0822 | 91.686 | 7.9855 | 1.4808 | 19.0153 | 30.9229 | 84.4054 | 113.25 | 8.1808 | 1.4808 | 19.0153 | 30.9229 | 84.4054 | 116.483 | 8.1808 | 1.4808 | 19.0153
U | d224l | 30.9229 | 62.9379 | 91.2165 | 8.1707 | 1.4808 | 19.0153 | 30.9229 | 84.4054 | 114.483 | 8.1808 | 1.4808 | 19.0153 | 30.9229 | 84.4054 | 116.738 | 8.1808 | 1.4808 | 19.0153
U | d224m | 30.9229 | 54.8457 | 84.1277 | 8.1417 | 1.4808 | 19.0153 | 30.9229 | 84.4054 | 113.563 | 8.1808 | 1.4808 | 19.0153 | 30.9229 | 84.4054 | 116.543 | 8.1808 | 1.4808 | 19.0153
U | d224n | 30.9229 | 60.6747 | 97.0541 | 8.168 | 1.4808 | 19.0153 | 30.9229 | 84.4054 | 114.143 | 8.1808 | 1.4808 | 19.0153 | 30.9229 | 84.4054 | 116.65 | 8.1808 | 1.4808 | 19.0153
U | d224o | 30.9229 | 62.4664 | 99.6031 | 8.1649 | 1.4808 | 19.0153 | 30.9229 | 84.4054 | 113.95 | 8.1808 | 1.4808 | 19.0153 | 30.9229 | 84.4054 | 116.6 | 8.1808 | 1.4808 | 19.0153
U | d224p | 30.9229 | 66.1376 | 107.65 | 8.1808 | 1.4808 | 19.0153 | 30.9229 | 84.4054 | 114.88 | 8.1808 | 1.4808 | 19.0153 | 30.9229 | 84.4054 | 116.78 | 8.1808 | 1.4808 | 19.0153
U | d224q | 30.9229 | 70.0624 | 111.791 | 8.1808 | 1.4808 | 19.0153 | 30.9229 | 84.4054 | 115.703 | 8.1808 | 1.4808 | 19.0153 | 30.9229 | 84.4054 | 117.16 | 8.1808 | 1.4808 | 19.0153
U | d224r | 30.9229 | 70.9022 | 113.185 | 8.1808 | 1.4808 | 19.0153 | 30.9229 | 84.4054 | 116.008 | 8.1808 | 1.4808 | 19.0153 | 30.9229 | 84.4054 | 117.704 | 8.1808 | 1.4808 | 19.0153
U | d224s | 30.9229 | 64.3862 | 110.467 | 8.1808 | 1.4808 | 19.0153 | 30.9229 | 84.4054 | 115.163 | 8.1808 | 1.4808 | 19.0153 | 30.9229 | 84.4054 | 116.778 | 8.1808 | 1.4808 | 19.0153
U | d224t | 30.1787 | 56.1109 | 102.091 | 8.1087 | 1.4808 | 19.0153 | 30.9229 | 84.4054 | 113.008 | 8.1808 | 1.4808 | 19.0153 | 30.9229 | 84.4054 | 116.05 | 8.1808 | 1.4808 | 19.0153
U | d224u | 29.2945 | 54.896 | 99.9329 | 7.9642 | 1.4808 | 19.0153 | 30.9229 | 84.4054 | 111.749 | 8.1808 | 1.4808 | 19.0153 | 30.9229 | 84.4054 | 114.82 | 8.1808 | 1.4808 | 19.0153
U | d224v | 28.429 | 53.1009 | 97.1299 | 7.893 | 1.4808 | 19.0153 | 30.9229 | 84.4054 | 109.786 | 8.1808 | 1.4808 | 19.0153 | 30.9229 | 84.4054 | 113.212 | 8.1808 | 1.4808 | 19.0153
U | d224x | 25.6371 | 49.2141 | 92.0986 | 7.828 | 1.4808 | 19.0153 | 30.9229 | 84.4054 | 106.843 | 8.1808 | 1.4808 | 19.0153 | 30.9229 | 84.4054 | 110.718 | 8.1808 | 1.4808 | 19.0153
U | d224y | 24.9792 | 44.4982 | 86.0286 | 7.8162 | 1.4808 | 19.0153 | 30.9229 | 84.4054 | 107.594 | 8.1808 | 1.4808 | 19.0153 | 30.9229 | 84.4054 | 109.816 | 8.1808 | 1.4808 | 19.0153
U | d225a | 24.5489 | 42.5319 | 82.3852 | 7.8121 | 1.4808 | 19.0153 | 30.9229 | 84.4054 | 106.569 | 8.1808 | 1.4808 | 19.0153 | 30.9229 | 84.4054 | 108.616 | 8.1808 | 1.4808 | 19.0153
U | d225b | 24.4315 | 43.7417 | 84.0711 | 7.8099 | 1.4808 | 19.0153 | 30.9229 | 84.4054 | 107.886 | 8.1808 | 1.4808 | 19.0153 | 30.9229 | 84.4054 | 109.462 | 8.1808 | 1.4808 | 19.0153
U | d225c | 24.27 | 43.6703 | 84.2357 | 7.8093 | 1.4808 | 19.0153 | 30.9229 | 84.4054 | 108.283 | 8.1808 | 1.4808 | 19.0153 | 30.9229 | 84.4054 | 109.562 | 8.1808 | 1.4808 | 19.0153
U | d225d | 24.3936 | 44.9847 | 85.9435 | 7.8109 | 1.4808 | 19.0153 | 30.9229 | 84.4054 | 109.462 | 8.1808 | 1.4808 | 19.0153 | 30.9229 | 84.4054 | 110.502 | 8.1808 | 1.4808 | 19.0153
U | d225e | 24.1852 | 43.4719 | 83.6864 | 7.8121 | 1.4808 | 19.0153 | 30.9229 | 84.4054 | 110.816 | 8.1808 | 1.4808 | 19.0153 | 30.9229 | 84.4054 | 111.78 | 8.1808 | 1.4808 | 19.0153
U | d225f | 24.8002 | 44.3344 | 84.5697 | 7.8174 | 1.4808 | 19.0153 | 30.9229 | 84.4054 | 114.328 | 8.1808 | 1.4808 | 19.0153 | 30.9229 | 84.4054 | 114.993 | 8.1808 | 1.4808 | 19.0153
U | d225g | 25.5154 | 49.4407 | 91.2445 | 7.8234 | 1.4808 | 19.0153 | 30.9229 | 84.4054 | 116.414 | 8.1808 | 1.4808 | 19.0153 | 30.9229 | 84.4054 | 116.299 | 8.1808 | 1.4808 | 19.0153
U | d225h | 27.3209 | 55.8784 | 101.173 | 7.8552 | 1.4808 | 19.0153 | 30.9229 | 84.4054 | 117.013 | 8.1808 | 1.4808 | 19.0153 | 30.9229 | 84.4054 | 116.737 | 8.1808 | 1.4808 | 19.0153
U | d225i | 28.3023 | 55.8547 | 101.841 | 7.8762 | 1.4808 | 19.0153 | 30.9229 | 84.4054 | 117.093 | 8.1808 | 1.4808 | 19.0153 | 30.9229 | 84.4054 | 116.859 | 8.1808 | 1.4808 | 19.0153
U | d225j | 28.0402 | 48.7751 | 91.4436 | 7.8668 | 1.4808 | 19.0153 | 30.9229 | 84.4054 | 117.033 | 8.1808 | 1.4808 | 19.0153 | 30.9229 | 84.4054 | 116.78 | 8.1808 | 1.4808 | 19.0153
U | d225k | 28.7677 | 45.343 | 85.4367 | 7.856 | 1.4808 | 19.0153 | 30.9229 | 84.4054 | 117.041 | 8.1808 | 1.4808 | 19.0153 | 30.9229 | 84.4054 | 116.808 | 8.1808 | 1.4808 | 19.0153
U | d225l | 30.3904 | 45.452 | 83.3873 | 7.8852 | 1.4808 | 19.0153 | 30.9229 | 84.4054 | 117.092 | 8.1808 | 1.4808 | 19.0153 | 30.9229 | 84.4054 | 116.895 | 8.1808 | 1.4808 | 19.0153
U | d225m | 30.9229 | 48.8693 | 84.6503 | 7.9674 | 1.4808 | 19.0153 | 30.9229 | 84.4054 | 117.157 | 8.1808 | 1.4808 | 19.0153 | 30.9229 | 84.4054 | 117.004 | 8.1808 | 1.4808 | 19.0153
U | d225n | 30.9229 | 50.9485 | 91.3064 | 8.0399 | 1.4808 | 19.0153 | 30.9229 | 84.4054 | 117.274 | 8.1808 | 1.4808 | 19.0153 | 30.9229 | 84.4054 | 117.141 | 8.1808 | 1.4808 | 19.0153
U | d225o | 30.8643 | 51.1139 | 91.0938 | 7.9749 | 1.4808 | 19.0153 | 30.9229 | 84.4054 | 117.158 | 8.1808 | 1.4808 | 19.0153 | 30.9229 | 84.4054 | 116.99 | 8.1808 | 1.4808 | 19.0153
U | d225p | 30.805 | 55.8801 | 101.063 | 8.0191 | 1.4808 | 19.0153 | 30.9229 | 84.4054 | 117.229 | 8.1808 | 1.4808 | 19.0153 | 30.9229 | 84.4054 | 117.073 | 8.1808 | 1.4808 | 19.0153
U | d225q | 30.9229 | 65.5483 | 111.247 | 8.1808 | 1.4808 | 19.0153 | 30.9229 | 84.4054 | 117.715 | 8.1808 | 1.4808 | 19.0153 | 30.9229 | 84.4054 | 117.715 | 8.1808 | 1.4808 | 19.0153
U | d225r | 30.9229 | 65.6241 | 111.607 | 8.1808 | 1.4808 | 19.0153 | 30.9229 | 84.4054 | 117.715 | 8.1808 | 1.4808 | 19.0153 | 30.9229 | 84.4054 | 117.715 | 8.1808 | 1.4808 | 19.0153
U | d225s | 30.6039 | 59.5154 | 106.077 | 8.1808 | 1.4808 | 19.0153 | 30.9229 | 84.4054 | 117.187 | 8.1808 | 1.4808 | 19.0153 | 30.9229 | 84.4054 | 117.017 | 8.1808 | 1.4808 | 19.0153
U | d225t | 30.4053 | 59.1124 | 104.946 | 8.0803 | 1.4808 | 19.0153 | 30.9229 | 84.4054 | 117.063 | 8.1808 | 1.4808 | 19.0153 | 30.9229 | 84.4054 | 116.852 | 8.1808 | 1.4808 | 19.0153
U | d225u | 29.0965 | 56.2396 | 100.531 | 7.8988 | 1.4808 | 19.0153 | 30.9229 | 84.4054 | 116.565 | 8.1808 | 1.4808 | 19.0153 | 30.9229 | 84.4054 | 116.284 | 8.1808 | 1.4808 | 19.0153
U | d225v | 27.1733 | 53.0633 | 94.8364 | 7.831 | 1.4808 | 19.0153 | 30.9229 | 84.4054 | 115.633 | 8.1808 | 1.4808 | 19.0153 | 30.9229 | 84.4054 | 114.985 | 8.1808 | 1.4808 | 19.0153
U | d225x | 25.5172 | 50.1855 | 88.575 | 7.8063 | 1.4808 | 19.0153 | 30.9229 | 84.4054 | 112.878 | 8.1808 | 1.4808 | 19.0153 | 30.9229 | 84.4054 | 112.18 | 8.1808 | 1.4808 | 19.0153
U | d225y | 25.2941 | 45.7931 | 82.0855 | 7.8017 | 1.4808 | 19.0153 | 30.9229 | 84.4054 | 111.017 | 8.1808 | 1.4808 | 19.0153 | 30.9229 | 84.4054 | 110.477 | 8.1808 | 1.4808 | 19.0153
U | d226a | 25.6131 | 46.0541 | 81.8591 | 7.7989 | 1.4808 | 19.0153 | 30.9229 | 84.4054 | 111.346 | 8.1808 | 1.4808 | 19.0153 | 30.9229 | 84.4054 | 110.559 | 8.1808 | 1.4808 | 19.0153
U | d226b | 25.4303 | 46.0796 | 82.1061 | 7.7963 | 1.4808 | 19.0153 | 30.9229 | 84.4054 | 111.776 | 8.1808 | 1.4808 | 19.0153 | 30.9229 | 84.4054 | 110.429 | 8.1808 | 1.4808 | 19.0153
U | d226c | 25.8389 | 46.0653 | 82.976 | 7.7956 | 1.4808 | 19.0153 | 30.9229 | 84.4054 | 112.256 | 8.1808 | 1.4808 | 19.0153 | 30.9229 | 84.4054 | 110.876 | 8.1808 | 1.4808 | 19.0153
U | d226d | 26.0736 | 46.0408 | 82.9779 | 7.7946 | 1.4808 | 19.0153 | 30.9229 | 84.4054 | 112.429 | 8.1808 | 1.4808 | 19.0153 | 30.9229 | 84.4054 | 110.827 | 8.1808 | 1.4808 | 19.0153
U | d226e | 26.5374 | 46.6025 | 83.5774 | 7.7963 | 1.4808 | 19.0153 | 30.9229 | 84.4054 | 114.066 | 8.1808 | 1.4808 | 19.0153 | 30.9229 | 84.4054 | 113.129 | 8.1808 | 1.4808 | 19.0153
U | d226f | 27.4648 | 48.547 | 85.3357 | 7.8028 | 1.4808 | 19.0153 | 30.9229 | 84.4054 | 116.352 | 8.1808 | 1.4808 | 19.0153 | 30.9229 | 84.4054 | 116.09 | 8.1808 | 1.4808 | 19.0153
U | d226g | 29.9764 | 57.037 | 96.6838 | 7.8248 | 1.4808 | 19.0153 | 30.9229 | 84.4054 | 117.715 | 8.1808 | 1.4808 | 19.0153 | 30.9229 | 84.4054 | 117.715 | 8.1808 | 1.4808 | 19.0153
U | d226h | 30.9229 | 65.9268 | 107.359 | 7.8831 | 1.4808 | 19.0153 | 30.9229 | 84.4054 | 117.715 | 8.1808 | 1.4808 | 19.0153 | 30.9229 | 84.4054 | 117.715 | 8.1808 | 1.4808 | 19.0153
U | d226i | 30.9229 | 64.2078 | 105.009 | 7.9622 | 1.4808 | 19.0153 | 30.9229 | 84.4054 | 117.715 | 8.1808 | 1.4808 | 19.0153 | 30.9229 | 84.4054 | 117.715 | 8.1808 | 1.4808 | 19.0153
U | d226j | 30.9229 | 62.1499 | 100.869 | 8.0344 | 1.4808 | 19.0153 | 30.9229 | 84.4054 | 117.715 | 8.1808 | 1.4808 | 19.0153 | 30.9229 | 84.4054 | 117.715 | 8.1808 | 1.4808 | 19.0153
U | d226k | 30.9229 | 61.1755 | 97.2849 | 8.0334 | 1.4808 | 19.0153 | 30.9229 | 84.4054 | 117.715 | 8.1808 | 1.4808 | 19.0153 | 30.9229 | 84.4054 | 117.715 | 8.1808 | 1.4808 | 19.0153
U | d226l | 30.9229 | 60.773 | 93.1618 | 8.0599 | 1.4808 | 19.0153 | 30.9229 | 84.4054 | 117.715 | 8.1808 | 1.4808 | 19.0153 | 30.9229 | 84.4054 | 117.715 | 8.1808 | 1.4808 | 19.0153
U | d226m | 30.9229 | 60.2663 | 88.9938 | 8.0758 | 1.4808 | 19.0153 | 30.9229 | 84.4054 | 117.715 | 8.1808 | 1.4808 | 19.0153 | 30.9229 | 84.4054 | 117.715 | 8.1808 | 1.4808 | 19.0153
U | d226n | 30.9229 | 59.7523 | 89.5604 | 8.0795 | 1.4808 | 19.0153 | 30.9229 | 84.4054 | 117.715 | 8.1808 | 1.4808 | 19.0153 | 30.9229 | 84.4054 | 117.715 | 8.1808 | 1.4808 | 19.0153
U | d226o | 30.9229 | 63.22 | 94.7776 | 8.098 | 1.4808 | 19.0153 | 30.9229 | 84.4054 | 117.715 | 8.1808 | 1.4808 | 19.0153 | 30.9229 | 84.4054 | 117.715 | 8.1808 | 1.4808 | 19.0153
U | d226p | 30.9229 | 64.3808 | 98.6569 | 8.0997 | 1.4808 | 19.0153 | 30.9229 | 84.4054 | 117.715 | 8.1808 | 1.4808 | 19.0153 | 30.9229 | 84.4054 | 117.715 | 8.1808 | 1.4808 | 19.0153
U | d226q | 30.9229 | 76.3834 | 111.916 | 8.1808 | 1.4808 | 19.0153 | 30.9229 | 84.4054 | 117.715 | 8.1808 | 1.4808 | 19.0153 | 30.9229 | 84.4054 | 117.715 | 8.1808 | 1.4808 | 19.0153
U | d226r | 30.9229 | 75.925 | 111.629 | 8.1799 | 1.4808 | 19.0153 | 30.9229 | 84.4054 | 117.715 | 8.1808 | 1.4808 | 19.0153 | 30.9229 | 84.4054 | 117.715 | 8.1808 | 1.4808 | 19.0153
U | d226s | 30.9229 | 70.0656 | 106.831 | 8.1254 | 1.4808 | 19.0153 | 30.9229 | 84.4054 | 117.715 | 8.1808 | 1.4808 | 19.0153 | 30.9229 | 84.4054 | 117.715 | 8.1808 | 1.4808 | 19.0153
U | d226t | 30.9229 | 69.2121 | 106.446 | 7.9927 | 1.4808 | 19.0153 | 30.9229 | 84.4054 | 117.715 | 8.1808 | 1.4808 | 19.0153 | 30.9229 | 84.4054 | 117.715 | 8.1808 | 1.4808 | 19.0153
U | d226u | 30.4985 | 64.8741 | 100.027 | 7.8551 | 1.4808 | 19.0153 | 30.9229 | 84.4054 | 116.313 | 8.1808 | 1.4808 | 19.0153 | 30.9229 | 84.4054 | 116.318 | 8.1808 | 1.4808 | 19.0153
U | d226v | 29.7255 | 62.7758 | 95.1342 | 7.819 | 1.4808 | 19.0153 | 30.9229 | 84.4054 | 114.751 | 8.1808 | 1.4808 | 19.0153 | 30.9229 | 84.4054 | 114.687 | 8.1808 | 1.4808 | 19.0153
U | d226x | 28.7913 | 60.159 | 90.8393 | 7.8032 | 1.4808 | 19.0153 | 30.9229 | 84.4054 | 112.528 | 8.1808 | 1.4808 | 19.0153 | 30.9229 | 84.4054 | 111.921 | 8.1808 | 1.4808 | 19.0153
U | d226y | 28.6797 | 56.7318 | 85.002 | 7.8004 | 1.4808 | 19.0153 | 30.9229 | 84.4054 | 110.621 | 8.1808 | 1.4808 | 19.0153 | 30.9229 | 84.4054 | 110.345 | 8.1808 | 1.4808 | 19.0153
U | d227a | 28.6846 | 56.9567 | 84.9293 | 7.7995 | 1.4808 | 19.0153 | 30.9229 | 84.4054 | 110.581 | 8.1808 | 1.4808 | 19.0153 | 30.9229 | 84.4054 | 110.362 | 8.1808 | 1.4808 | 19.0153
U | d227b | 28.6489 | 58.2113 | 86.7878 | 7.7995 | 1.4808 | 19.0153 | 30.9229 | 84.4054 | 111.208 | 8.1808 | 1.4808 | 19.0153 | 30.9229 | 84.4054 | 110.987 | 8.1808 | 1.4808 | 19.0153
U | d227c | 28.5265 | 58.4103 | 87.7125 | 7.8002 | 1.4808 | 19.0153 | 30.9229 | 84.4054 | 111.392 | 8.1808 | 1.4808 | 19.0153 | 30.9229 | 84.4054 | 110.996 | 8.1808 | 1.4808 | 19.0153
U | d227d | 28.5018 | 59.0895 | 88.5351 | 7.8012 | 1.4808 | 19.0153 | 30.9229 | 84.4054 | 111.582 | 8.1808 | 1.4808 | 19.0153 | 30.9229 | 84.4054 | 111.028 | 8.1808 | 1.4808 | 19.0153
U | d227e | 28.8905 | 60.3958 | 90.114 | 7.8121 | 1.4808 | 19.0153 | 30.9229 | 84.4054 | 112.996 | 8.1808 | 1.4808 | 19.0153 | 30.9229 | 84.4054 | 112.934 | 8.1808 | 1.4808 | 19.0153
U | d227f | 29.8264 | 66.0803 | 96.7928 | 7.8364 | 1.4808 | 19.0153 | 30.9229 | 84.4054 | 115.623 | 8.1808 | 1.4808 | 19.0153 | 30.9229 | 84.4054 | 116.068 | 8.1808 | 1.4808 | 19.0153
U | d227g | 30.9187 | 73.3316 | 106.115 | 7.9612 | 1.4808 | 19.0153 | 30.9229 | 84.4054 | 117.198 | 8.1808 | 1.4808 | 19.0153 | 30.9229 | 84.4054 | 117.486 | 8.1808 | 1.4808 | 19.0153
U | d227h | 30.9229 | 77.6242 | 110.562 | 8.1395 | 1.4808 | 19.0153 | 30.9229 | 84.4054 | 117.715 | 8.1808 | 1.4808 | 19.0153 | 30.9229 | 84.4054 | 117.715 | 8.1808 | 1.4808 | 19.0153
U | d227i | 30.9229 | 76.0682 | 107.447 | 8.17 | 1.4808 | 19.0153 | 30.9229 | 84.4054 | 117.715 | 8.1808 | 1.4808 | 19.0153 | 30.9229 | 84.4054 | 117.715 | 8.1808 | 1.4808 | 19.0153
U | d227j | 30.9229 | 74.6176 | 103.013 | 8.1382 | 1.4808 | 19.0153 | 30.9229 | 84.4054 | 117.715 | 8.1808 | 1.4808 | 19.0153 | 30.9229 | 84.4054 | 117.715 | 8.1808 | 1.4808 | 19.0153
U | d227k | 30.9229 | 71.5521 | 96.6465 | 8.1474 | 1.4808 | 19.0153 | 30.9229 | 84.4054 | 117.715 | 8.1808 | 1.4808 | 19.0153 | 30.9229 | 84.4054 | 117.715 | 8.1808 | 1.4808 | 19.0153
U | d227l | 30.9229 | 70.9023 | 94.1684 | 8.165 | 1.4808 | 19.0153 | 30.9229 | 84.4054 | 117.715 | 8.1808 | 1.4808 | 19.0153 | 30.9229 | 84.4054 | 117.715 | 8.1808 | 1.4808 | 19.0153
U | d227m | 30.9229 | 71.1151 | 93.905 | 8.1721 | 1.4808 | 19.0153 | 30.9229 | 84.4054 | 117.715 | 8.1808 | 1.4808 | 19.0153 | 30.9229 | 84.4054 | 117.715 | 8.1808 | 1.4808 | 19.0153
U | d227n | 30.9229 | 71.9774 | 95.1376 | 8.1724 | 1.4808 | 19.0153 | 30.9229 | 84.4054 | 117.715 | 8.1808 | 1.4808 | 19.0153 | 30.9229 | 84.4054 | 117.715 | 8.1808 | 1.4808 | 19.0153
U | d227o | 30.9229 | 73.354 | 98.9389 | 8.1808 | 1.4808 | 19.0153 | 30.9229 | 84.4054 | 117.715 | 8.1808 | 1.4808 | 19.0153 | 30.9229 | 84.4054 | 117.715 | 8.1808 | 1.4808 | 19.0153
U | d227p | 30.9229 | 72.6286 | 100.809 | 8.1508 | 1.4808 | 19.0153 | 30.9229 | 84.4054 | 117.715 | 8.1808 | 1.4808 | 19.0153 | 30.9229 | 84.4054 | 117.715 | 8.1808 | 1.4808 | 19.0153
U | d227q | 30.9229 | 78.0784 | 109.109 | 8.1808 | 1.4808 | 19.0153 | 30.9229 | 84.4054 | 117.715 | 8.1808 | 1.4808 | 19.0153 | 30.9229 | 84.4054 | 117.715 | 8.1808 | 1.4808 | 19.0153
U | d227r | 30.9229 | 81.4008 | 114.054 | 8.1808 | 1.4808 | 19.0153 | 30.9229 | 84.4054 | 117.715 | 8.1808 | 1.4808 | 19.0153 | 30.9229 | 84.4054 | 117.715 | 8.1808 | 1.4808 | 19.0153
U | d227s | 30.9229 | 75.8577 | 109.206 | 8.169 | 1.4808 | 19.0153 | 30.9229 | 84.4054 | 117.715 | 8.1808 | 1.4808 | 19.0153 | 30.9229 | 84.4054 | 117.715 | 8.1808 | 1.4808 | 19.0153
U | d227t | 30.9229 | 74.1561 | 108.263 | 8.0537 | 1.4808 | 19.0153 | 30.9229 | 84.4054 | 117.715 | 8.1808 | 1.4808 | 19.0153 | 30.9229 | 84.4054 | 117.715 | 8.1808 | 1.4808 | 19.0153
U | d227u | 30.3481 | 69.4655 | 101.717 | 7.8556 | 1.4808 | 19.0153 | 30.9229 | 84.4054 | 115.902 | 8.1808 | 1.4808 | 19.0153 | 30.9229 | 84.4054 | 115.011 | 8.1808 | 1.4808 | 19.0153
U | d227v | 29.3077 | 67.6867 | 98.6869 | 7.825 | 1.4808 | 19.0153 | 30.9229 | 84.4054 | 114.278 | 8.1808 | 1.4808 | 19.0153 | 30.9229 | 84.4054 | 112.772 | 8.1808 | 1.4808 | 19.0153
U | d227x | 27.2682 | 64.4345 | 93.2669 | 7.8014 | 1.4808 | 19.0153 | 30.9229 | 84.4054 | 111.788 | 8.1808 | 1.4808 | 19.0153 | 30.9229 | 84.4054 | 109.39 | 8.1808 | 1.4808 | 19.0153
U | d227y | 26.7617 | 60.4365 | 87.7901 | 7.7953 | 1.4808 | 19.0153 | 30.9229 | 84.4054 | 110.567 | 8.1808 | 1.4808 | 19.0153 | 30.9229 | 84.4054 | 106.65 | 8.1808 | 1.4808 | 19.0153
U | d228a | 26.6489 | 60.112 | 86.9379 | 7.7923 | 1.4808 | 19.0153 | 30.9229 | 84.4054 | 110.212 | 8.1808 | 1.4808 | 19.0153 | 30.9229 | 84.4054 | 105.76 | 8.1808 | 1.4808 | 19.0153
U | d228b | 26.4915 | 60.6268 | 88.3563 | 7.7905 | 1.4808 | 19.0153 | 30.9229 | 84.4054 | 110.533 | 8.1808 | 1.4808 | 19.0153 | 30.9229 | 84.4054 | 106.222 | 8.1808 | 1.4808 | 19.0153
U | d228c | 26.4174 | 61.3854 | 89.6263 | 7.7902 | 1.4808 | 19.0153 | 30.9229 | 84.4054 | 110.969 | 8.1808 | 1.4808 | 19.0153 | 30.9229 | 84.4054 | 106.428 | 8.1808 | 1.4808 | 19.0153
U | d228d | 26.0111 | 61.3779 | 89.5682 | 7.7895 | 1.4808 | 19.0153 | 30.9229 | 84.4054 | 111.002 | 8.1808 | 1.4808 | 19.0153 | 30.9229 | 84.4054 | 106.205 | 8.1808 | 1.4808 | 19.0153
U | d228e | 26.2509 | 63.0297 | 91.4781 | 7.7942 | 1.4808 | 19.0153 | 30.9229 | 84.4054 | 112.481 | 8.1808 | 1.4808 | 19.0153 | 30.9229 | 84.4054 | 106.054 | 8.1808 | 1.4808 | 19.0153
U | d228f | 27.8043 | 68.0957 | 97.4945 | 7.8049 | 1.4808 | 19.0153 | 30.9229 | 84.4054 | 115.221 | 8.1808 | 1.4808 | 19.0153 | 30.9229 | 84.4054 | 106.481 | 8.1808 | 1.4808 | 19.0153
U | d228g | 29.9429 | 72.7636 | 104.022 | 7.8361 | 1.4808 | 19.0153 | 30.9229 | 84.4054 | 116.585 | 8.1808 | 1.4808 | 19.0153 | 30.9229 | 84.4054 | 109.338 | 8.1808 | 1.4808 | 19.0153
U | d228h | 30.5485 | 75.4116 | 108.667 | 7.8795 | 1.4808 | 19.0153 | 30.9229 | 84.4054 | 117.715 | 8.1808 | 1.4808 | 19.0153 | 30.9229 | 84.4054 | 112.651 | 8.1808 | 1.4808 | 19.0153
U | d228i | 30.7275 | 72.323 | 104.286 | 7.9299 | 1.4808 | 19.0153 | 30.9229 | 84.4054 | 117.715 | 8.1808 | 1.4808 | 19.0153 | 30.9229 | 84.4054 | 113.967 | 8.1808 | 1.4808 | 19.0153
U | d228j | 30.871 | 73.3761 | 105.35 | 7.9764 | 1.4808 | 19.0153 | 30.9229 | 84.4054 | 117.715 | 8.1808 | 1.4808 | 19.0153 | 30.9229 | 84.4054 | 115.653 | 8.1808 | 1.4808 | 19.0153
U | d228k | 30.7338 | 69.1772 | 98.6561 | 7.9251 | 1.4808 | 19.0153 | 30.9229 | 84.4054 | 117.715 | 8.1808 | 1.4808 | 19.0153 | 30.9229 | 84.4054 | 115.655 | 8.1808 | 1.4808 | 19.0153
U | d228l | 30.7786 | 68.2412 | 96.857 | 7.954 | 1.4808 | 19.0153 | 30.9229 | 84.4054 | 117.715 | 8.1808 | 1.4808 | 19.0153 | 30.9229 | 84.4054 | 115.964 | 8.1808 | 1.4808 | 19.0153
U | d228m | 30.8167 | 66.5488 | 94.8997 | 7.9763 | 1.4808 | 19.0153 | 30.9229 | 84.4054 | 117.715 | 8.1808 | 1.4808 | 19.0153 | 30.9229 | 84.4054 | 115.877 | 8.1808 | 1.4808 | 19.0153
U | d228n | 30.8447 | 67.5136 | 96.7399 | 7.9846 | 1.4808 | 19.0153 | 30.9229 | 84.4054 | 117.715 | 8.1808 | 1.4808 | 19.0153 | 30.9229 | 84.4054 | 115.976 | 8.1808 | 1.4808 | 19.0153
U | d228o | 30.7362 | 66.5877 | 95.552 | 7.9304 | 1.4808 | 19.0153 | 30.9229 | 84.4054 | 117.715 | 8.1808 | 1.4808 | 19.0153 | 30.9229 | 84.4054 | 115.457 | 8.1808 | 1.4808 | 19.0153
U | d228p | 30.7268 | 68.3858 | 99.5266 | 7.932 | 1.4808 | 19.0153 | 30.9229 | 84.4054 | 117.715 | 8.1808 | 1.4808 | 19.0153 | 30.9229 | 84.4054 | 115.281 | 8.1808 | 1.4808 | 19.0153
U | d228q | 30.9229 | 74.6395 | 109.005 | 8.096 | 1.4808 | 19.0153 | 30.9229 | 84.4054 | 117.715 | 8.1808 | 1.4808 | 19.0153 | 30.9229 | 84.4054 | 115.897 | 8.1808 | 1.4808 | 19.0153
U | d228r | 30.8829 | 75.5683 | 111.409 | 8.0623 | 1.4808 | 19.0153 | 30.9229 | 84.4054 | 117.715 | 8.1808 | 1.4808 | 19.0153 | 30.9229 | 84.4054 | 115.465 | 8.1808 | 1.4808 | 19.0153
U | d228s | 30.7838 | 72.7896 | 109.565 | 8.0305 | 1.4808 | 19.0153 | 30.9229 | 84.4054 | 117.715 | 8.1808 | 1.4808 | 19.0153 | 30.9229 | 84.4054 | 114.957 | 8.1808 | 1.4808 | 19.0153
U | d228t | 30.3073 | 69.8836 | 107.212 | 7.9042 | 1.4808 | 19.0153 | 30.9229 | 84.4054 | 117.715 | 8.1808 | 1.4808 | 19.0153 | 30.9229 | 84.4054 | 113.871 | 8.1808 | 1.4808 | 19.0153
U | d228u | 29.6085 | 67.9596 | 105.419 | 7.8488 | 1.4808 | 19.0153 | 30.9229 | 84.4054 | 116.58 | 8.1808 | 1.4808 | 19.0153 | 30.9229 | 84.4054 | 112.637 | 8.1808 | 1.4808 | 19.0153
U | d228v | 26.8501 | 63.4977 | 99.3771 | 7.8214 | 1.4808 | 19.0153 | 30.9229 | 84.4054 | 115.247 | 8.1808 | 1.4808 | 19.0153 | 30.9229 | 84.4054 | 109.335 | 8.1808 | 1.4808 | 19.0153
U | d228x | 24.7467 | 59.4628 | 92.9642 | 7.8064 | 1.4808 | 19.0153 | 30.9229 | 84.4054 | 112.519 | 8.1808 | 1.4808 | 19.0153 | 30.9229 | 84.4054 | 105.111 | 8.1808 | 1.4808 | 19.0153
U | d228y | 24.6124 | 55.3729 | 87.6395 | 7.8016 | 1.4808 | 19.0153 | 30.9229 | 84.4054 | 110.951 | 8.1808 | 1.4808 | 19.0153 | 30.9229 | 84.4054 | 104.367 | 8.1808 | 1.4808 | 19.0153
U | d229a | 24.8919 | 56.1402 | 88.624 | 7.7997 | 1.4808 | 19.0153 | 30.9229 | 84.4054 | 111.158 | 8.1808 | 1.4808 | 19.0153 | 30.9229 | 84.4054 | 104.336 | 8.1808 | 1.4808 | 19.0153
U | d229b | 25.4183 | 58.3845 | 91.2215 | 7.7992 | 1.4808 | 19.0153 | 30.9229 | 84.4054 | 112.1 | 8.1808 | 1.4808 | 19.0153 | 30.9229 | 84.4054 | 105.542 | 8.1808 | 1.4808 | 19.0153
U | d229c | 25.725 | 58.399 | 90.3496 | 7.7995 | 1.4808 | 19.0153 | 30.9229 | 84.4054 | 111.411 | 8.1808 | 1.4808 | 19.0153 | 30.9229 | 84.4054 | 104.52 | 8.1808 | 1.4808 | 19.0153
U | d229d | 25.8762 | 59.1051 | 90.4645 | 7.8012 | 1.4808 | 19.0153 | 30.9229 | 84.4054 | 111.348 | 8.1808 | 1.4808 | 19.0153 | 30.9229 | 84.4054 | 104.502 | 8.1808 | 1.4808 | 19.0153
U | d229e | 26.6429 | 60.9496 | 92.408 | 7.8102 | 1.4808 | 19.0153 | 30.9229 | 84.4054 | 113.179 | 8.1808 | 1.4808 | 19.0153 | 30.9229 | 84.4054 | 104.223 | 8.1808 | 1.4808 | 19.0153
U | d229f | 28.425 | 66.603 | 98.5638 | 7.8341 | 1.4808 | 19.0153 | 30.9229 | 84.4054 | 116.039 | 8.1808 | 1.4808 | 19.0153 | 30.9229 | 84.4054 | 105.261 | 8.1808 | 1.4808 | 19.0153
U | d229g | 30.6967 | 72.6923 | 105.803 | 7.9738 | 1.4808 | 19.0153 | 30.9229 | 84.4054 | 117.086 | 8.1808 | 1.4808 | 19.0153 | 30.9229 | 84.4054 | 108.769 | 8.1808 | 1.4808 | 19.0153
U | d229h | 30.9229 | 77.7206 | 111.351 | 8.1808 | 1.4808 | 19.0153 | 30.9229 | 84.4054 | 117.715 | 8.1808 | 1.4808 | 19.0153 | 30.9229 | 84.4054 | 112.937 | 8.1808 | 1.4808 | 19.0153
U | d229i | 30.9229 | 76.7526 | 108.084 | 8.1808 | 1.4808 | 19.0153 | 30.9229 | 84.4054 | 117.715 | 8.1808 | 1.4808 | 19.0153 | 30.9229 | 84.4054 | 114.156 | 8.1808 | 1.4808 | 19.0153
U | d229j | 30.9229 | 74.5563 | 103.044 | 8.1808 | 1.4808 | 19.0153 | 30.9229 | 84.4054 | 117.715 | 8.1808 | 1.4808 | 19.0153 | 30.9229 | 84.4054 | 114.552 | 8.1808 | 1.4808 | 19.0153
U | d229k | 30.9229 | 71.2815 | 96.8615 | 8.1808 | 1.4808 | 19.0153 | 30.9229 | 84.4054 | 117.715 | 8.1808 | 1.4808 | 19.0153 | 30.9229 | 84.4054 | 114.746 | 8.1808 | 1.4808 | 19.0153
U | d229l | 30.9229 | 71.8237 | 95.5008 | 8.1717 | 1.4808 | 19.0153 | 30.9229 | 84.4054 | 117.715 | 8.1808 | 1.4808 | 19.0153 | 30.9229 | 84.4054 | 115.23 | 8.1808 | 1.4808 | 19.0153
U | d229m | 30.9229 | 75.5407 | 98.6241 | 8.1808 | 1.4808 | 19.0153 | 30.9229 | 84.4054 | 117.715 | 8.1808 | 1.4808 | 19.0153 | 30.9229 | 84.4054 | 115.803 | 8.1808 | 1.4808 | 19.0153
U | d229n | 30.9229 | 76.82 | 100.594 | 8.1808 | 1.4808 | 19.0153 | 30.9229 | 84.4054 | 117.715 | 8.1808 | 1.4808 | 19.0153 | 30.9229 | 84.4054 | 115.94 | 8.1808 | 1.4808 | 19.0153
U | d229o | 30.9229 | 80.0361 | 106.472 | 8.1808 | 1.4808 | 19.0153 | 30.9229 | 84.4054 | 117.715 | 8.1808 | 1.4808 | 19.0153 | 30.9229 | 84.4054 | 116.326 | 8.1808 | 1.4808 | 19.0153
U | d229p | 30.9229 | 80.9785 | 109.539 | 8.1808 | 1.4808 | 19.0153 | 30.9229 | 84.4054 | 117.715 | 8.1808 | 1.4808 | 19.0153 | 30.9229 | 84.4054 | 116.163 | 8.1808 | 1.4808 | 19.0153
U | d229q | 30.9229 | 82.3444 | 113.313 | 8.1808 | 1.4808 | 19.0153 | 30.9229 | 84.4054 | 117.715 | 8.1808 | 1.4808 | 19.0153 | 30.9229 | 84.4054 | 116.494 | 8.1808 | 1.4808 | 19.0153
U | d229r | 30.9229 | 82.458 | 114.699 | 8.1808 | 1.4808 | 19.0153 | 30.9229 | 84.4054 | 117.715 | 8.1808 | 1.4808 | 19.0153 | 30.9229 | 84.4054 | 116.117 | 8.1808 | 1.4808 | 19.0153
U | d229s | 30.9229 | 79.9195 | 113.035 | 8.1808 | 1.4808 | 19.0153 | 30.9229 | 84.4054 | 117.715 | 8.1808 | 1.4808 | 19.0153 | 30.9229 | 84.4054 | 115.576 | 8.1808 | 1.4808 | 19.0153
U | d229t | 30.9229 | 76.9518 | 111.021 | 8.0775 | 1.4808 | 19.0153 | 30.9229 | 84.4054 | 117.715 | 8.1808 | 1.4808 | 19.0153 | 30.9229 | 84.4054 | 114.78 | 8.1808 | 1.4808 | 19.0153
U | d229u | 30.9229 | 72.4496 | 108.333 | 7.885 | 1.4808 | 19.0153 | 30.9229 | 84.4054 | 115.68 | 8.1808 | 1.4808 | 19.0153 | 30.9229 | 84.4054 | 113.584 | 8.1808 | 1.4808 | 19.0153
U | d229v | 30.5371 | 70.1153 | 104.563 | 7.8174 | 1.4808 | 19.0153 | 30.9229 | 84.4054 | 113.434 | 8.1808 | 1.4808 | 19.0153 | 30.9229 | 84.4054 | 111.278 | 8.1808 | 1.4808 | 19.0153
U | d229x | 29.2674 | 68.3222 | 101.061 | 7.7986 | 1.4808 | 19.0153 | 30.9229 | 84.4054 | 110.796 | 8.1808 | 1.4808 | 19.0153 | 30.9229 | 84.4054 | 108.673 | 8.1808 | 1.4808 | 19.0153
U | d229y | 28.6271 | 63.0155 | 95.095 | 7.7908 | 1.4808 | 19.0153 | 30.9229 | 84.4054 | 107.892 | 8.1808 | 1.4808 | 19.0153 | 30.9229 | 84.4054 | 109.035 | 8.1808 | 1.4808 | 19.0153
U | d230a | 28.7651 | 63.9892 | 97.0133 | 7.7889 | 1.4808 | 19.0153 | 30.9229 | 84.4054 | 108.281 | 8.1808 | 1.4808 | 19.0153 | 30.9229 | 84.4054 | 109.938 | 8.1808 | 1.4808 | 19.0153
U | d230b | 28.5466 | 63.8887 | 97.382 | 7.7864 | 1.4808 | 19.0153 | 30.9229 | 84.4054 | 108.085 | 8.1808 | 1.4808 | 19.0153 | 30.9229 | 84.4054 | 110.052 | 8.1808 | 1.4808 | 19.0153
U | d230c | 28.6086 | 64.6248 | 98.2517 | 7.7858 | 1.4808 | 19.0153 | 30.9229 | 84.4054 | 108.25 | 8.1808 | 1.4808 | 19.0153 | 30.9229 | 84.4054 | 110.321 | 8.1808 | 1.4808 | 19.0153
U | d230d | 28.6455 | 65.8943 | 99.3112 | 7.786 | 1.4808 | 19.0153 | 30.9229 | 84.4054 | 108.402 | 8.1808 | 1.4808 | 19.0153 | 30.9229 | 84.4054 | 111 | 8.1808 | 1.4808 | 19.0153
U | d230e | 28.7287 | 67.4603 | 100.155 | 7.7912 | 1.4808 | 19.0153 | 30.9229 | 84.4054 | 107.914 | 8.1808 | 1.4808 | 19.0153 | 30.9229 | 84.4054 | 112.836 | 8.1808 | 1.4808 | 19.0153
U | d230f | 30.046 | 73.0419 | 106.454 | 7.8039 | 1.4808 | 19.0153 | 30.9229 | 84.4054 | 108.868 | 8.1808 | 1.4808 | 19.0153 | 30.9229 | 84.4054 | 115.731 | 8.1808 | 1.4808 | 19.0153
U | d230g | 30.9229 | 78.7083 | 112.43 | 7.8652 | 1.4808 | 19.0153 | 30.9229 | 84.4054 | 112.011 | 8.1808 | 1.4808 | 19.0153 | 30.9229 | 84.4054 | 117.715 | 8.1808 | 1.4808 | 19.0153
U | d230h | 30.9229 | 82.2283 | 116.108 | 8.034 | 1.4808 | 19.0153 | 30.9229 | 84.4054 | 115.022 | 8.1808 | 1.4808 | 19.0153 | 30.9229 | 84.4054 | 117.715 | 8.1808 | 1.4808 | 19.0153
U | d230i | 30.9229 | 78.6852 | 113.654 | 8.1155 | 1.4808 | 19.0153 | 30.9229 | 84.4054 | 115.174 | 8.1808 | 1.4808 | 19.0153 | 30.9229 | 84.4054 | 117.715 | 8.1808 | 1.4808 | 19.0153
U | d230j | 30.9229 | 75.8617 | 110.654 | 8.1256 | 1.4808 | 19.0153 | 30.9229 | 84.4054 | 115.571 | 8.1808 | 1.4808 | 19.0153 | 30.9229 | 84.4054 | 117.715 | 8.1808 | 1.4808 | 19.0153
U | d230k | 30.9229 | 69.4649 | 105.179 | 8.1028 | 1.4808 | 19.0153 | 30.9229 | 84.4054 | 115.485 | 8.1808 | 1.4808 | 19.0153 | 30.9229 | 84.4054 | 117.715 | 8.1808 | 1.4808 | 19.0153
U | d230l | 30.9229 | 66.5568 | 101.479 | 8.1255 | 1.4808 | 19.0153 | 30.9229 | 84.4054 | 115.501 | 8.1808 | 1.4808 | 19.0153 | 30.9229 | 84.4054 | 117.715 | 8.1808 | 1.4808 | 19.0153
U | d230m | 30.9229 | 62.8952 | 97.7543 | 8.1319 | 1.4808 | 19.0153 | 30.9229 | 84.4054 | 115.321 | 8.1808 | 1.4808 | 19.0153 | 30.9229 | 84.4054 | 117.715 | 8.1808 | 1.4808 | 19.0153
U | d230n | 30.9229 | 64.7832 | 102.713 | 8.1808 | 1.4808 | 19.0153 | 30.9229 | 84.4054 | 115.757 | 8.1808 | 1.4808 | 19.0153 | 30.9229 | 84.4054 | 117.715 | 8.1808 | 1.4808 | 19.0153
U | d230o | 30.7924 | 63.7716 | 103.485 | 8.1808 | 1.4808 | 19.0153 | 30.9229 | 84.4054 | 115.538 | 8.1808 | 1.4808 | 19.0153 | 30.9229 | 84.4054 | 117.715 | 8.1808 | 1.4808 | 19.0153
U | d230p | 30.8029 | 66.3059 | 109.412 | 8.1808 | 1.4808 | 19.0153 | 30.9229 | 84.4054 | 115.7 | 8.1808 | 1.4808 | 19.0153 | 30.9229 | 84.4054 | 117.715 | 8.1808 | 1.4808 | 19.0153
U | d230q | 30.9142 | 72.4799 | 114.496 | 8.1808 | 1.4808 | 19.0153 | 30.9229 | 84.4054 | 116.38 | 8.1808 | 1.4808 | 19.0153 | 30.9229 | 84.4054 | 117.715 | 8.1808 | 1.4808 | 19.0153
U | d230r | 30.9172 | 74.8166 | 116.503 | 8.1808 | 1.4808 | 19.0153 | 30.9229 | 84.4054 | 116.751 | 8.1808 | 1.4808 | 19.0153 | 30.9229 | 84.4054 | 117.715 | 8.1808 | 1.4808 | 19.0153
U | d230s | 30.7515 | 68.2707 | 114.157 | 8.1808 | 1.4808 | 19.0153 | 30.9229 | 84.4054 | 115.612 | 8.1808 | 1.4808 | 19.0153 | 30.9229 | 84.4054 | 117.715 | 8.1808 | 1.4808 | 19.0153
U | d230t | 29.7476 | 60.4887 | 110.098 | 8.1808 | 1.4808 | 19.0153 | 30.9229 | 84.4054 | 114.058 | 8.1808 | 1.4808 | 19.0153 | 30.9229 | 84.4054 | 117.715 | 8.1808 | 1.4808 | 19.0153
U | d230u | 27.856 | 56.0198 | 105.313 | 7.9033 | 1.4808 | 19.0153 | 30.9229 | 84.4054 | 112.376 | 8.1808 | 1.4808 | 19.0153 | 30.9229 | 84.4054 | 116.39 | 8.1808 | 1.4808 | 19.0153
U | d230v | 26.2824 | 53.4566 | 101.017 | 7.8487 | 1.4808 | 19.0153 | 30.9229 | 84.4054 | 110.19 | 8.1808 | 1.4808 | 19.0153 | 30.9229 | 84.4054 | 115.272 | 8.1808 | 1.4808 | 19.0153
U | d230x | 25.117 | 53.5142 | 100.74 | 7.8177 | 1.4808 | 19.0153 | 30.9229 | 84.4054 | 109.344 | 8.1808 | 1.4808 | 19.0153 | 30.9229 | 84.4054 | 114.655 | 8.1808 | 1.4808 | 19.0153
U | d230y | 24.2255 | 45.2159 | 87.6354 | 7.8036 | 1.4808 | 19.0153 | 30.9229 | 84.4054 | 105.717 | 8.1808 | 1.4808 | 19.0153 | 30.9229 | 84.4054 | 112.165 | 8.1808 | 1.4808 | 19.0153
U | d231a | 24.2812 | 45.5158 | 86.0273 | 7.7982 | 1.4808 | 19.0153 | 30.9229 | 84.4054 | 105.405 | 8.1808 | 1.4808 | 19.0153 | 30.9229 | 84.4054 | 112.019 | 8.1808 | 1.4808 | 19.0153
U | d231b | 24.2843 | 47.1973 | 87.2692 | 7.7964 | 1.4808 | 19.0153 | 30.9229 | 84.4054 | 106.592 | 8.1808 | 1.4808 | 19.0153 | 30.9229 | 84.4054 | 112.784 | 8.1808 | 1.4808 | 19.0153
U | d231c | 24.649 | 48.2044 | 88.121 | 7.7963 | 1.4808 | 19.0153 | 30.9229 | 84.4054 | 107.531 | 8.1808 | 1.4808 | 19.0153 | 30.9229 | 84.4054 | 112.946 | 8.1808 | 1.4808 | 19.0153
U | d231d | 25.0313 | 48.5675 | 88.196 | 7.798 | 1.4808 | 19.0153 | 30.9229 | 84.4054 | 107.418 | 8.1808 | 1.4808 | 19.0153 | 30.9229 | 84.4054 | 112.928 | 8.1808 | 1.4808 | 19.0153
U | d231e | 26.2301 | 49.7242 | 89.3177 | 7.8057 | 1.4808 | 19.0153 | 30.9229 | 84.4054 | 107.139 | 8.1808 | 1.4808 | 19.0153 | 30.9229 | 84.4054 | 114.135 | 8.1808 | 1.4808 | 19.0153
U | d231f | 28.0321 | 56.3595 | 95.2331 | 7.8184 | 1.4808 | 19.0153 | 30.9229 | 84.4054 | 107.636 | 8.1808 | 1.4808 | 19.0153 | 30.9229 | 84.4054 | 116.273 | 8.1808 | 1.4808 | 19.0153
U | d231g | 29.2716 | 65.7698 | 104.239 | 7.8525 | 1.4808 | 19.0153 | 30.9229 | 84.4054 | 110.659 | 8.1808 | 1.4808 | 19.0153 | 30.9229 | 84.4054 | 116.998 | 8.1808 | 1.4808 | 19.0153
U | d231h | 30.2005 | 73.4211 | 111.789 | 7.8838 | 1.4808 | 19.0153 | 30.9229 | 84.4054 | 113.939 | 8.1808 | 1.4808 | 19.0153 | 30.9229 | 84.4054 | 117.225 | 8.1808 | 1.4808 | 19.0153
U | d231i | 30.2067 | 68.3027 | 106.556 | 7.8929 | 1.4808 | 19.0153 | 30.9229 | 84.4054 | 114.105 | 8.1808 | 1.4808 | 19.0153 | 30.9229 | 84.4054 | 117.222 | 8.1808 | 1.4808 | 19.0153
U | d231j | 30.2295 | 64.2933 | 99.7699 | 7.8699 | 1.4808 | 19.0153 | 30.9229 | 84.4054 | 114.219 | 8.1808 | 1.4808 | 19.0153 | 30.9229 | 84.4054 | 117.216 | 8.1808 | 1.4808 | 19.0153
U | d231k | 30.5265 | 61.3077 | 94.1031 | 7.9003 | 1.4808 | 19.0153 | 30.9229 | 84.4054 | 114.236 | 8.1808 | 1.4808 | 19.0153 | 30.9229 | 84.4054 | 117.225 | 8.1808 | 1.4808 | 19.0153
U | d231l | 30.4611 | 57.3563 | 89.0108 | 7.8814 | 1.4808 | 19.0153 | 30.9229 | 84.4054 | 114.092 | 8.1808 | 1.4808 | 19.0153 | 30.9229 | 84.4054 | 117.217 | 8.1808 | 1.4808 | 19.0153
U | d231m | 30.583 | 57.9403 | 90.5461 | 7.869 | 1.4808 | 19.0153 | 30.9229 | 84.4054 | 114.503 | 8.1808 | 1.4808 | 19.0153 | 30.9229 | 84.4054 | 117.239 | 8.1808 | 1.4808 | 19.0153
U | d231n | 30.5261 | 58.9492 | 91.035 | 7.8589 | 1.4808 | 19.0153 | 30.9229 | 84.4054 | 114.619 | 8.1808 | 1.4808 | 19.0153 | 30.9229 | 84.4054 | 117.24 | 8.1808 | 1.4808 | 19.0153
U | d231o | 30.404 | 60.633 | 94.8599 | 7.8498 | 1.4808 | 19.0153 | 30.9229 | 84.4054 | 114.706 | 8.1808 | 1.4808 | 19.0153 | 30.9229 | 84.4054 | 117.24 | 8.1808 | 1.4808 | 19.0153
U | d231p | 30.8896 | 66.9956 | 107.396 | 7.8668 | 1.4808 | 19.0153 | 30.9229 | 84.4054 | 115.518 | 8.1808 | 1.4808 | 19.0153 | 30.9229 | 84.4054 | 117.438 | 8.1808 | 1.4808 | 19.0153
U | d231q | 30.9229 | 70.4897 | 112.21 | 7.9633 | 1.4808 | 19.0153 | 30.9229 | 84.4054 | 116.012 | 8.1808 | 1.4808 | 19.0153 | 30.9229 | 84.4054 | 117.715 | 8.1808 | 1.4808 | 19.0153
U | d231r | 30.9229 | 72.724 | 114.76 | 7.9666 | 1.4808 | 19.0153 | 30.9229 | 84.4054 | 115.953 | 8.1808 | 1.4808 | 19.0153 | 30.9229 | 84.4054 | 117.715 | 8.1808 | 1.4808 | 19.0153
U | d231s | 30.2118 | 66.0562 | 109.52 | 7.8836 | 1.4808 | 19.0153 | 30.9229 | 84.4054 | 114.629 | 8.1808 | 1.4808 | 19.0153 | 30.9229 | 84.4054 | 117.165 | 8.1808 | 1.4808 | 19.0153
U | d231t | 29.5698 | 63.8064 | 106.13 | 7.8415 | 1.4808 | 19.0153 | 30.9229 | 84.4054 | 113.509 | 8.1808 | 1.4808 | 19.0153 | 30.9229 | 84.4054 | 116.814 | 8.1808 | 1.4808 | 19.0153
U | d231u | 29.1725 | 63.3558 | 104.106 | 7.8156 | 1.4808 | 19.0153 | 30.9229 | 84.4054 | 112.531 | 8.1808 | 1.4808 | 19.0153 | 30.9229 | 84.4054 | 116.019 | 8.1808 | 1.4808 | 19.0153
U | d231v | 28.6412 | 61.5599 | 100.59 | 7.8046 | 1.4808 | 19.0153 | 30.9229 | 84.4054 | 110.504 | 8.1808 | 1.4808 | 19.0153 | 30.9229 | 84.4054 | 114.537 | 8.1808 | 1.4808 | 19.0153
U | d231x | 27.0589 | 59.0664 | 95.4471 | 7.7931 | 1.4808 | 19.0153 | 30.9229 | 84.4054 | 108.403 | 8.1808 | 1.4808 | 19.0153 | 30.9229 | 84.4054 | 112.797 | 8.1808 | 1.4808 | 19.0153
U | d231y | 26.977 | 55.3841 | 89.8127 | 7.7896 | 1.4808 | 19.0153 | 30.9229 | 84.4054 | 109.207 | 8.1808 | 1.4808 | 19.0153 | 30.9229 | 84.4054 | 112.369 | 8.1808 | 1.4808 | 19.0153
U | d232a | 27.4602 | 55.2174 | 89.411 | 7.7874 | 1.4808 | 19.0153 | 30.9229 | 84.4054 | 109.423 | 8.1808 | 1.4808 | 19.0153 | 30.9229 | 84.4054 | 112.336 | 8.1808 | 1.4808 | 19.0153
U | d232b | 27.7922 | 56.2764 | 91.6957 | 7.7865 | 1.4808 | 19.0153 | 30.9229 | 84.4054 | 110.366 | 8.1808 | 1.4808 | 19.0153 | 30.9229 | 84.4054 | 112.812 | 8.1808 | 1.4808 | 19.0153
U | d232c | 28.2305 | 57.1395 | 93.5074 | 7.7861 | 1.4808 | 19.0153 | 30.9229 | 84.4054 | 110.891 | 8.1808 | 1.4808 | 19.0153 | 30.9229 | 84.4054 | 113.081 | 8.1808 | 1.4808 | 19.0153
U | d232d | 28.4751 | 57.1085 | 94.141 | 7.7852 | 1.4808 | 19.0153 | 30.9229 | 84.4054 | 111.234 | 8.1808 | 1.4808 | 19.0153 | 30.9229 | 84.4054 | 113.184 | 8.1808 | 1.4808 | 19.0153
U | d232e | 28.7214 | 56.2754 | 93.7577 | 7.7856 | 1.4808 | 19.0153 | 30.9229 | 84.4054 | 112.516 | 8.1808 | 1.4808 | 19.0153 | 30.9229 | 84.4054 | 114.156 | 8.1808 | 1.4808 | 19.0153
U | d232f | 29.2323 | 56.9375 | 95.1871 | 7.7876 | 1.4808 | 19.0153 | 30.9229 | 84.4054 | 115.057 | 8.1808 | 1.4808 | 19.0153 | 30.9229 | 84.4054 | 116.078 | 8.1808 | 1.4808 | 19.0153
U | d232g | 29.7068 | 60.1081 | 99.6284 | 7.7897 | 1.4808 | 19.0153 | 30.9229 | 84.4054 | 117.445 | 8.1808 | 1.4808 | 19.0153 | 30.9229 | 84.4054 | 116.914 | 8.1808 | 1.4808 | 19.0153
U | d232h | 30.9229 | 71.5418 | 113.013 | 7.8021 | 1.4808 | 19.0153 | 30.9229 | 84.4054 | 117.715 | 8.1808 | 1.4808 | 19.0153 | 30.9229 | 84.4054 | 117.715 | 8.1808 | 1.4808 | 19.0153
U | d232i | 30.6562 | 65.3106 | 108.525 | 7.7996 | 1.4808 | 19.0153 | 30.9229 | 84.4054 | 117.715 | 8.1808 | 1.4808 | 19.0153 | 30.9229 | 84.4054 | 117.715 | 8.1808 | 1.4808 | 19.0153
U | d232j | 30.6813 | 63.0792 | 105.266 | 7.8011 | 1.4808 | 19.0153 | 30.9229 | 84.4054 | 117.715 | 8.1808 | 1.4808 | 19.0153 | 30.9229 | 84.4054 | 117.715 | 8.1808 | 1.4808 | 19.0153
U | d232k | 30.9229 | 66.6638 | 108.212 | 7.8091 | 1.4808 | 19.0153 | 30.9229 | 84.4054 | 117.715 | 8.1808 | 1.4808 | 19.0153 | 30.9229 | 84.4054 | 117.715 | 8.1808 | 1.4808 | 19.0153
U | d232l | 30.9229 | 63.8164 | 106.397 | 7.8149 | 1.4808 | 19.0153 | 30.9229 | 84.4054 | 117.715 | 8.1808 | 1.4808 | 19.0153 | 30.9229 | 84.4054 | 117.715 | 8.1808 | 1.4808 | 19.0153
U | d232m | 30.9229 | 64.4864 | 106.872 | 7.8372 | 1.4808 | 19.0153 | 30.9229 | 84.4054 | 117.715 | 8.1808 | 1.4808 | 19.0153 | 30.9229 | 84.4054 | 117.715 | 8.1808 | 1.4808 | 19.0153
U | d232n | 30.9229 | 66.369 | 104.876 | 7.8849 | 1.4808 | 19.0153 | 30.9229 | 84.4054 | 117.715 | 8.1808 | 1.4808 | 19.0153 | 30.9229 | 84.4054 | 117.715 | 8.1808 | 1.4808 | 19.0153
U | d232o | 30.9229 | 70.2865 | 108.195 | 7.9405 | 1.4808 | 19.0153 | 30.9229 | 84.4054 | 117.715 | 8.1808 | 1.4808 | 19.0153 | 30.9229 | 84.4054 | 117.715 | 8.1808 | 1.4808 | 19.0153
U | d232p | 30.9229 | 74.8067 | 112.263 | 8.0191 | 1.4808 | 19.0153 | 30.9229 | 84.4054 | 117.715 | 8.1808 | 1.4808 | 19.0153 | 30.9229 | 84.4054 | 117.715 | 8.1808 | 1.4808 | 19.0153
U | d232q | 30.9229 | 77.3733 | 114.197 | 8.1424 | 1.4808 | 19.0153 | 30.9229 | 84.4054 | 117.715 | 8.1808 | 1.4808 | 19.0153 | 30.9229 | 84.4054 | 117.715 | 8.1808 | 1.4808 | 19.0153
U | d232r | 30.9229 | 80.0274 | 116 | 8.1808 | 1.4808 | 19.0153 | 30.9229 | 84.4054 | 117.715 | 8.1808 | 1.4808 | 19.0153 | 30.9229 | 84.4054 | 117.715 | 8.1808 | 1.4808 | 19.0153
U | d232s | 30.9229 | 77.5603 | 114.799 | 8.1808 | 1.4808 | 19.0153 | 30.9229 | 84.4054 | 117.715 | 8.1808 | 1.4808 | 19.0153 | 30.9229 | 84.4054 | 117.715 | 8.1808 | 1.4808 | 19.0153
U | d232t | 30.9229 | 68.3734 | 110.904 | 8.1208 | 1.4808 | 19.0153 | 30.9229 | 84.4054 | 117.715 | 8.1808 | 1.4808 | 19.0153 | 30.9229 | 84.4054 | 117.715 | 8.1808 | 1.4808 | 19.0153
U | d232u | 30.8245 | 65.0365 | 108.162 | 7.898 | 1.4808 | 19.0153 | 30.9229 | 84.4054 | 117.141 | 8.1808 | 1.4808 | 19.0153 | 30.9229 | 84.4054 | 116.84 | 8.1808 | 1.4808 | 19.0153
U | d232v | 30.0898 | 65.7681 | 107.593 | 7.8518 | 1.4808 | 19.0153 | 30.9229 | 84.4054 | 117.024 | 8.1808 | 1.4808 | 19.0153 | 30.9229 | 84.4054 | 116.635 | 8.1808 | 1.4808 | 19.0153
U | d232x | 28.3299 | 59.1266 | 98.9199 | 7.8192 | 1.4808 | 19.0153 | 30.9229 | 84.4054 | 114.26 | 8.1808 | 1.4808 | 19.0153 | 30.9229 | 84.4054 | 113.896 | 8.1808 | 1.4808 | 19.0153
U | d232y | 27.4216 | 55.5171 | 93.7738 | 7.8129 | 1.4808 | 19.0153 | 30.9229 | 84.4054 | 113.355 | 8.1808 | 1.4808 | 19.0153 | 30.9229 | 84.4054 | 113.294 | 8.1808 | 1.4808 | 19.0153
U | d233a | 27.0859 | 54.4371 | 91.8469 | 7.8092 | 1.4808 | 19.0153 | 30.9229 | 84.4054 | 113.151 | 8.1808 | 1.4808 | 19.0153 | 30.9229 | 84.4054 | 113.139 | 8.1808 | 1.4808 | 19.0153
U | d233b | 26.845 | 54.7698 | 93.5165 | 7.8051 | 1.4808 | 19.0153 | 30.9229 | 84.4054 | 113.812 | 8.1808 | 1.4808 | 19.0153 | 30.9229 | 84.4054 | 113.607 | 8.1808 | 1.4808 | 19.0153
U | d233c | 26.5283 | 53.9045 | 93.7192 | 7.801 | 1.4808 | 19.0153 | 30.9229 | 84.4054 | 114.034 | 8.1808 | 1.4808 | 19.0153 | 30.9229 | 84.4054 | 113.784 | 8.1808 | 1.4808 | 19.0153
U | d233d | 26.6863 | 53.7796 | 94.643 | 7.7999 | 1.4808 | 19.0153 | 30.9229 | 84.4054 | 114.257 | 8.1808 | 1.4808 | 19.0153 | 30.9229 | 84.4054 | 114.037 | 8.1808 | 1.4808 | 19.0153
U | d233e | 26.8674 | 52.873 | 94.044 | 7.8003 | 1.4808 | 19.0153 | 30.9229 | 84.4054 | 115.367 | 8.1808 | 1.4808 | 19.0153 | 30.9229 | 84.4054 | 115.022 | 8.1808 | 1.4808 | 19.0153
U | d233f | 27.6153 | 54.7861 | 95.5458 | 7.8077 | 1.4808 | 19.0153 | 30.9229 | 84.4054 | 117.071 | 8.1808 | 1.4808 | 19.0153 | 30.9229 | 84.4054 | 116.829 | 8.1808 | 1.4808 | 19.0153
U | d233g | 29.6483 | 63.7401 | 105.553 | 7.8303 | 1.4808 | 19.0153 | 30.9229 | 84.4054 | 117.715 | 8.1808 | 1.4808 | 19.0153 | 30.9229 | 84.4054 | 117.715 | 8.1808 | 1.4808 | 19.0153
U | d233h | 30.8048 | 70.2947 | 111.758 | 7.8959 | 1.4808 | 19.0153 | 30.9229 | 84.4054 | 117.715 | 8.1808 | 1.4808 | 19.0153 | 30.9229 | 84.4054 | 117.715 | 8.1808 | 1.4808 | 19.0153
U | d233i | 30.9229 | 71.0354 | 112.226 | 7.9753 | 1.4808 | 19.0153 | 30.9229 | 84.4054 | 117.715 | 8.1808 | 1.4808 | 19.0153 | 30.9229 | 84.4054 | 117.715 | 8.1808 | 1.4808 | 19.0153
U | d233j | 30.9229 | 71.8153 | 111.198 | 8.0846 | 1.4808 | 19.0153 | 30.9229 | 84.4054 | 117.715 | 8.1808 | 1.4808 | 19.0153 | 30.9229 | 84.4054 | 117.715 | 8.1808 | 1.4808 | 19.0153
U | d233k | 30.9229 | 70.5038 | 108.45 | 8.0326 | 1.4808 | 19.0153 | 30.9229 | 84.4054 | 117.715 | 8.1808 | 1.4808 | 19.0153 | 30.9229 | 84.4054 | 117.715 | 8.1808 | 1.4808 | 19.0153
U | d233l | 30.9229 | 69.8506 | 104.766 | 8.0483 | 1.4808 | 19.0153 | 30.9229 | 84.4054 | 117.715 | 8.1808 | 1.4808 | 19.0153 | 30.9229 | 84.4054 | 117.715 | 8.1808 | 1.4808 | 19.0153
U | d233m | 30.9229 | 69.3029 | 100.513 | 8.0479 | 1.4808 | 19.0153 | 30.9229 | 84.4054 | 117.715 | 8.1808 | 1.4808 | 19.0153 | 30.9229 | 84.4054 | 117.715 | 8.1808 | 1.4808 | 19.0153
U | d233n | 30.9229 | 70.5931 | 100.298 | 8.0593 | 1.4808 | 19.0153 | 30.9229 | 84.4054 | 117.715 | 8.1808 | 1.4808 | 19.0153 | 30.9229 | 84.4054 | 117.715 | 8.1808 | 1.4808 | 19.0153
U | d233o | 30.9229 | 70.116 | 101.876 | 8.0473 | 1.4808 | 19.0153 | 30.9229 | 84.4054 | 117.715 | 8.1808 | 1.4808 | 19.0153 | 30.9229 | 84.4054 | 117.715 | 8.1808 | 1.4808 | 19.0153
U | d233p | 30.9229 | 70.9387 | 106.479 | 8.062 | 1.4808 | 19.0153 | 30.9229 | 84.4054 | 117.715 | 8.1808 | 1.4808 | 19.0153 | 30.9229 | 84.4054 | 117.715 | 8.1808 | 1.4808 | 19.0153
U | d233q | 30.9229 | 75.8041 | 112.79 | 8.1318 | 1.4808 | 19.0153 | 30.9229 | 84.4054 | 117.715 | 8.1808 | 1.4808 | 19.0153 | 30.9229 | 84.4054 | 117.715 | 8.1808 | 1.4808 | 19.0153
U | d233r | 30.9229 | 70.5161 | 111.229 | 7.9633 | 1.4808 | 19.0153 | 30.9229 | 84.4054 | 117.715 | 8.1808 | 1.4808 | 19.0153 | 30.9229 | 84.4054 | 117.715 | 8.1808 | 1.4808 | 19.0153
U | d233s | 30.9229 | 68.4914 | 110.474 | 7.9299 | 1.4808 | 19.0153 | 30.9229 | 84.4054 | 117.715 | 8.1808 | 1.4808 | 19.0153 | 30.9229 | 84.4054 | 117.715 | 8.1808 | 1.4808 | 19.0153
U | d233t | 30.4685 | 64.4716 | 106.136 | 7.8679 | 1.4808 | 19.0153 | 30.9229 | 84.4054 | 117.715 | 8.1808 | 1.4808 | 19.0153 | 30.9229 | 84.4054 | 117.715 | 8.1808 | 1.4808 | 19.0153
U | d233u | 29.3718 | 62.7923 | 104.144 | 7.8313 | 1.4808 | 19.0153 | 30.9229 | 84.4054 | 116.958 | 8.1808 | 1.4808 | 19.0153 | 30.9229 | 84.4054 | 116.803 | 8.1808 | 1.4808 | 19.0153
U | d233v | 27.9276 | 59.1201 | 97.8267 | 7.8068 | 1.4808 | 19.0153 | 30.9229 | 84.4054 | 116.214 | 8.1808 | 1.4808 | 19.0153 | 30.9229 | 84.4054 | 115.743 | 8.1808 | 1.4808 | 19.0153
U | d233x | 26.2876 | 58.0153 | 95.4411 | 7.7986 | 1.4808 | 19.0153 | 30.9229 | 84.4054 | 114.494 | 8.1808 | 1.4808 | 19.0153 | 30.9229 | 84.4054 | 113.96 | 8.1808 | 1.4808 | 19.0153
U | d233y | 26.2506 | 53.4237 | 88.5292 | 7.7961 | 1.4808 | 19.0153 | 30.9229 | 84.4054 | 113.356 | 8.1808 | 1.4808 | 19.0153 | 30.9229 | 84.4054 | 112.904 | 8.1808 | 1.4808 | 19.0153
U | d234a | 26.0872 | 53.0482 | 87.4235 | 7.7944 | 1.4808 | 19.0153 | 30.9229 | 84.4054 | 113.244 | 8.1808 | 1.4808 | 19.0153 | 30.9229 | 84.4054 | 112.752 | 8.1808 | 1.4808 | 19.0153
U | d234b | 25.7559 | 53.9291 | 89.2065 | 7.7934 | 1.4808 | 19.0153 | 30.9229 | 84.4054 | 113.557 | 8.1808 | 1.4808 | 19.0153 | 30.9229 | 84.4054 | 113.209 | 8.1808 | 1.4808 | 19.0153
U | d234c | 25.654 | 54.0926 | 90.1673 | 7.7934 | 1.4808 | 19.0153 | 30.9229 | 84.4054 | 113.775 | 8.1808 | 1.4808 | 19.0153 | 30.9229 | 84.4054 | 113.389 | 8.1808 | 1.4808 | 19.0153
U | d234d | 25.6068 | 54.3856 | 90.5272 | 7.7938 | 1.4808 | 19.0153 | 30.9229 | 84.4054 | 113.793 | 8.1808 | 1.4808 | 19.0153 | 30.9229 | 84.4054 | 113.595 | 8.1808 | 1.4808 | 19.0153
U | d234e | 26.3933 | 56.4516 | 93.1613 | 7.8018 | 1.4808 | 19.0153 | 30.9229 | 84.4054 | 114.797 | 8.1808 | 1.4808 | 19.0153 | 30.9229 | 84.4054 | 115.021 | 8.1808 | 1.4808 | 19.0153
U | d234f | 27.7971 | 61.5759 | 99.6521 | 7.8168 | 1.4808 | 19.0153 | 30.9229 | 84.4054 | 116.639 | 8.1808 | 1.4808 | 19.0153 | 30.9229 | 84.4054 | 116.686 | 8.1808 | 1.4808 | 19.0153
U | d234g | 29.9996 | 69.1763 | 109.099 | 7.8785 | 1.4808 | 19.0153 | 30.9229 | 84.4054 | 117.715 | 8.1808 | 1.4808 | 19.0153 | 30.9229 | 84.4054 | 117.715 | 8.1808 | 1.4808 | 19.0153
U | d234h | 30.785 | 74.3424 | 113.709 | 7.9645 | 1.4808 | 19.0153 | 30.9229 | 84.4054 | 117.715 | 8.1808 | 1.4808 | 19.0153 | 30.9229 | 84.4054 | 117.715 | 8.1808 | 1.4808 | 19.0153
U | d234i | 30.9229 | 72.5034 | 111.783 | 8.0471 | 1.4808 | 19.0153 | 30.9229 | 84.4054 | 117.715 | 8.1808 | 1.4808 | 19.0153 | 30.9229 | 84.4054 | 117.715 | 8.1808 | 1.4808 | 19.0153
U | d234j | 30.8972 | 69.654 | 110.063 | 7.9714 | 1.4808 | 19.0153 | 30.9229 | 84.4054 | 117.715 | 8.1808 | 1.4808 | 19.0153 | 30.9229 | 84.4054 | 117.715 | 8.1808 | 1.4808 | 19.0153
U | d234k | 30.9229 | 66.9714 | 107.504 | 7.9653 | 1.4808 | 19.0153 | 30.9229 | 84.4054 | 117.715 | 8.1808 | 1.4808 | 19.0153 | 30.9229 | 84.4054 | 117.715 | 8.1808 | 1.4808 | 19.0153
U | d234l | 30.9229 | 65.248 | 104.625 | 8.0103 | 1.4808 | 19.0153 | 30.9229 | 84.4054 | 117.715 | 8.1808 | 1.4808 | 19.0153 | 30.9229 | 84.4054 | 117.715 | 8.1808 | 1.4808 | 19.0153
U | d234m | 30.9229 | 65.1024 | 101.332 | 8.1219 | 1.4808 | 19.0153 | 30.9229 | 84.4054 | 117.715 | 8.1808 | 1.4808 | 19.0153 | 30.9229 | 84.4054 | 117.715 | 8.1808 | 1.4808 | 19.0153
U | d234n | 30.9229 | 67.4196 | 100.742 | 8.1346 | 1.4808 | 19.0153 | 30.9229 | 84.4054 | 117.715 | 8.1808 | 1.4808 | 19.0153 | 30.9229 | 84.4054 | 117.715 | 8.1808 | 1.4808 | 19.0153
U | d234o | 30.9229 | 67.8491 | 102.903 | 8.1257 | 1.4808 | 19.0153 | 30.9229 | 84.4054 | 117.715 | 8.1808 | 1.4808 | 19.0153 | 30.9229 | 84.4054 | 117.715 | 8.1808 | 1.4808 | 19.0153
U | d234p | 30.9229 | 75.0143 | 111.255 | 8.1729 | 1.4808 | 19.0153 | 30.9229 | 84.4054 | 117.715 | 8.1808 | 1.4808 | 19.0153 | 30.9229 | 84.4054 | 117.715 | 8.1808 | 1.4808 | 19.0153
U | d234q | 30.9229 | 76.8172 | 112.966 | 8.1808 | 1.4808 | 19.0153 | 30.9229 | 84.4054 | 117.715 | 8.1808 | 1.4808 | 19.0153 | 30.9229 | 84.4054 | 117.715 | 8.1808 | 1.4808 | 19.0153
U | d234r | 30.9229 | 79.1144 | 115.324 | 8.1808 | 1.4808 | 19.0153 | 30.9229 | 84.4054 | 117.715 | 8.1808 | 1.4808 | 19.0153 | 30.9229 | 84.4054 | 117.715 | 8.1808 | 1.4808 | 19.0153
U | d234s | 30.9229 | 76.9287 | 114.831 | 8.1808 | 1.4808 | 19.0153 | 30.9229 | 84.4054 | 117.715 | 8.1808 | 1.4808 | 19.0153 | 30.9229 | 84.4054 | 117.715 | 8.1808 | 1.4808 | 19.0153
U | d234t | 30.7253 | 71.5454 | 111.783 | 8.0266 | 1.4808 | 19.0153 | 30.9229 | 84.4054 | 117.715 | 8.1808 | 1.4808 | 19.0153 | 30.9229 | 84.4054 | 117.715 | 8.1808 | 1.4808 | 19.0153
U | d234u | 30.2799 | 72.7942 | 112.021 | 7.9119 | 1.4808 | 19.0153 | 30.9229 | 84.4054 | 117.165 | 8.1808 | 1.4808 | 19.0153 | 30.9229 | 84.4054 | 116.513 | 8.1808 | 1.4808 | 19.0153
U | d234v | 28.4077 | 66.0457 | 104.939 | 7.8341 | 1.4808 | 19.0153 | 30.9229 | 84.4054 | 116.028 | 8.1808 | 1.4808 | 19.0153 | 30.9229 | 84.4054 | 113.492 | 8.1808 | 1.4808 | 19.0153
U | d234x | 26.164 | 62.5863 | 100.65 | 7.8069 | 1.4808 | 19.0153 | 30.9229 | 84.4054 | 113.905 | 8.1808 | 1.4808 | 19.0153 | 30.9229 | 84.4054 | 110.446 | 8.1808 | 1.4808 | 19.0153
U | d234y | 25.9006 | 58.9539 | 95.9157 | 7.8023 | 1.4808 | 19.0153 | 30.9229 | 84.4054 | 113.454 | 8.1808 | 1.4808 | 19.0153 | 30.9229 | 84.4054 | 109.012 | 8.1808 | 1.4808 | 19.0153
U | d235a | 25.8712 | 59.5447 | 96.4675 | 7.7986 | 1.4808 | 19.0153 | 30.9229 | 84.4054 | 113.637 | 8.1808 | 1.4808 | 19.0153 | 30.9229 | 84.4054 | 108.868 | 8.1808 | 1.4808 | 19.0153
U | d235b | 25.0267 | 57.8122 | 94.4732 | 7.7945 | 1.4808 | 19.0153 | 30.9229 | 84.4054 | 113.024 | 8.1808 | 1.4808 | 19.0153 | 30.9229 | 84.4054 | 107.85 | 8.1808 | 1.4808 | 19.0153
U | d235c | 24.9283 | 58.6776 | 96.4631 | 7.7944 | 1.4808 | 19.0153 | 30.9229 | 84.4054 | 113.174 | 8.1808 | 1.4808 | 19.0153 | 30.9229 | 84.4054 | 108.254 | 8.1808 | 1.4808 | 19.0153
U | d235d | 24.8648 | 59.0314 | 97.2367 | 7.7938 | 1.4808 | 19.0153 | 30.9229 | 84.4054 | 113.224 | 8.1808 | 1.4808 | 19.0153 | 30.9229 | 84.4054 | 108.166 | 8.1808 | 1.4808 | 19.0153
U | d235e | 25.6323 | 60.5689 | 98.9806 | 7.7999 | 1.4808 | 19.0153 | 30.9229 | 84.4054 | 114.083 | 8.1808 | 1.4808 | 19.0153 | 30.9229 | 84.4054 | 107.749 | 8.1808 | 1.4808 | 19.0153
U | d235f | 27.2951 | 65.3773 | 103.819 | 7.811 | 1.4808 | 19.0153 | 30.9229 | 84.4054 | 116.46 | 8.1808 | 1.4808 | 19.0153 | 30.9229 | 84.4054 | 107.536 | 8.1808 | 1.4808 | 19.0153
U | d235g | 29.6369 | 71.796 | 110.676 | 7.8614 | 1.4808 | 19.0153 | 30.9229 | 84.4054 | 117.715 | 8.1808 | 1.4808 | 19.0153 | 30.9229 | 84.4054 | 110.584 | 8.1808 | 1.4808 | 19.0153
U | d235h | 30.5006 | 73.5734 | 112.708 | 7.8945 | 1.4808 | 19.0153 | 30.9229 | 84.4054 | 117.715 | 8.1808 | 1.4808 | 19.0153 | 30.9229 | 84.4054 | 112.458 | 8.1808 | 1.4808 | 19.0153
U | d235i | 30.7497 | 69.5653 | 109.85 | 7.9264 | 1.4808 | 19.0153 | 30.9229 | 84.4054 | 117.715 | 8.1808 | 1.4808 | 19.0153 | 30.9229 | 84.4054 | 113.848 | 8.1808 | 1.4808 | 19.0153
U | d235j | 30.9229 | 67.8401 | 105.5 | 7.9057 | 1.4808 | 19.0153 | 30.9229 | 84.4054 | 117.715 | 8.1808 | 1.4808 | 19.0153 | 30.9229 | 84.4054 | 114.466 | 8.1808 | 1.4808 | 19.0153
U | d235k | 30.9229 | 64.8065 | 101.305 | 7.8994 | 1.4808 | 19.0153 | 30.9229 | 84.4054 | 117.715 | 8.1808 | 1.4808 | 19.0153 | 30.9229 | 84.4054 | 114.87 | 8.1808 | 1.4808 | 19.0153
U | d235l | 30.9229 | 64.619 | 99.6958 | 8.0362 | 1.4808 | 19.0153 | 30.9229 | 84.4054 | 117.715 | 8.1808 | 1.4808 | 19.0153 | 30.9229 | 84.4054 | 115.363 | 8.1808 | 1.4808 | 19.0153
U | d235m | 30.9229 | 63.3026 | 97.4869 | 8.0329 | 1.4808 | 19.0153 | 30.9229 | 84.4054 | 117.715 | 8.1808 | 1.4808 | 19.0153 | 30.9229 | 84.4054 | 115.331 | 8.1808 | 1.4808 | 19.0153
U | d235n | 30.9229 | 64.9758 | 100.005 | 8.047 | 1.4808 | 19.0153 | 30.9229 | 84.4054 | 117.715 | 8.1808 | 1.4808 | 19.0153 | 30.9229 | 84.4054 | 115.579 | 8.1808 | 1.4808 | 19.0153
U | d235o | 30.9229 | 67.3174 | 103.708 | 8.0288 | 1.4808 | 19.0153 | 30.9229 | 84.4054 | 117.715 | 8.1808 | 1.4808 | 19.0153 | 30.9229 | 84.4054 | 115.627 | 8.1808 | 1.4808 | 19.0153
U | d235p | 30.9229 | 68.6211 | 106.635 | 7.9843 | 1.4808 | 19.0153 | 30.9229 | 84.4054 | 117.715 | 8.1808 | 1.4808 | 19.0153 | 30.9229 | 84.4054 | 115.285 | 8.1808 | 1.4808 | 19.0153
U | d235q | 30.9229 | 75.4511 | 112.691 | 8.1058 | 1.4808 | 19.0153 | 30.9229 | 84.4054 | 117.715 | 8.1808 | 1.4808 | 19.0153 | 30.9229 | 84.4054 | 115.791 | 8.1808 | 1.4808 | 19.0153
U | d235r | 30.9229 | 80.5923 | 116.495 | 8.1337 | 1.4808 | 19.0153 | 30.9229 | 84.4054 | 117.715 | 8.1808 | 1.4808 | 19.0153 | 30.9229 | 84.4054 | 116.307 | 8.1808 | 1.4808 | 19.0153
U | d235s | 30.9229 | 72.9977 | 113.206 | 8.0104 | 1.4808 | 19.0153 | 30.9229 | 84.4054 | 117.715 | 8.1808 | 1.4808 | 19.0153 | 30.9229 | 84.4054 | 114.253 | 8.1808 | 1.4808 | 19.0153
U | d235t | 30.9229 | 71.2685 | 112.827 | 7.9016 | 1.4808 | 19.0153 | 30.9229 | 84.4054 | 117.715 | 8.1808 | 1.4808 | 19.0153 | 30.9229 | 84.4054 | 113.525 | 8.1808 | 1.4808 | 19.0153
U | d235u | 30.8664 | 65.4853 | 109.024 | 7.8237 | 1.4808 | 19.0153 | 30.9229 | 84.4054 | 116.283 | 8.1808 | 1.4808 | 19.0153 | 30.9229 | 84.4054 | 110.52 | 8.1808 | 1.4808 | 19.0153
U | d235v | 30.4949 | 63.1111 | 107.307 | 7.8093 | 1.4808 | 19.0153 | 30.9229 | 84.4054 | 115.232 | 8.1808 | 1.4808 | 19.0153 | 30.9229 | 84.4054 | 108.046 | 8.1808 | 1.4808 | 19.0153
U | d235x | 29.8356 | 59.4402 | 103.515 | 7.7953 | 1.4808 | 19.0153 | 30.9229 | 84.4054 | 113.415 | 8.1808 | 1.4808 | 19.0153 | 30.9229 | 84.4054 | 104.586 | 8.1808 | 1.4808 | 19.0153
U | d235y | 29.7204 | 54.1959 | 97.8617 | 7.7908 | 1.4808 | 19.0153 | 30.9229 | 84.4054 | 112.533 | 8.1808 | 1.4808 | 19.0153 | 30.9229 | 84.4054 | 103.559 | 8.1808 | 1.4808 | 19.0153
U | d236a | 29.5622 | 52.1933 | 95.9649 | 7.7878 | 1.4808 | 19.0153 | 30.9229 | 84.4054 | 112.07 | 8.1808 | 1.4808 | 19.0153 | 30.9229 | 84.4054 | 102.193 | 8.1808 | 1.4808 | 19.0153
U | d236b | 29.4572 | 52.1141 | 97.1259 | 7.7865 | 1.4808 | 19.0153 | 30.9229 | 84.4054 | 112.516 | 8.1808 | 1.4808 | 19.0153 | 30.9229 | 84.4054 | 102.586 | 8.1808 | 1.4808 | 19.0153
U | d236c | 29.3598 | 51.787 | 97.2466 | 7.7851 | 1.4808 | 19.0153 | 30.9229 | 84.4054 | 112.65 | 8.1808 | 1.4808 | 19.0153 | 30.9229 | 84.4054 | 102.401 | 8.1808 | 1.4808 | 19.0153
U | d236d | 29.115 | 50.9592 | 96.8459 | 7.7866 | 1.4808 | 19.0153 | 30.9229 | 84.4054 | 112.315 | 8.1808 | 1.4808 | 19.0153 | 30.9229 | 84.4054 | 101.738 | 8.1808 | 1.4808 | 19.0153
U | d236e | 29.4029 | 51.6738 | 98.9277 | 7.7933 | 1.4808 | 19.0153 | 30.9229 | 84.4054 | 113.391 | 8.1808 | 1.4808 | 19.0153 | 30.9229 | 84.4054 | 101.563 | 8.1808 | 1.4808 | 19.0153
U | d236f | 30.0764 | 56.5119 | 104.308 | 7.8068 | 1.4808 | 19.0153 | 30.9229 | 84.4054 | 115.761 | 8.1808 | 1.4808 | 19.0153 | 30.9229 | 84.4054 | 102.4 | 8.1808 | 1.4808 | 19.0153
U | d236g | 30.9229 | 61.5405 | 109.792 | 7.846 | 1.4808 | 19.0153 | 30.9229 | 84.4054 | 117.215 | 8.1808 | 1.4808 | 19.0153 | 30.9229 | 84.4054 | 106.5 | 8.1808 | 1.4808 | 19.0153
U | d236h | 30.9229 | 67.1823 | 113.294 | 7.9935 | 1.4808 | 19.0153 | 30.9229 | 84.4054 | 117.715 | 8.1808 | 1.4808 | 19.0153 | 30.9229 | 84.4054 | 110.893 | 8.1808 | 1.4808 | 19.0153
U | d236i | 30.9229 | 65.8866 | 112.382 | 8.0208 | 1.4808 | 19.0153 | 30.9229 | 84.4054 | 117.715 | 8.1808 | 1.4808 | 19.0153 | 30.9229 | 84.4054 | 112.074 | 8.1808 | 1.4808 | 19.0153
U | d236j | 30.9229 | 66.5671 | 111.97 | 7.9708 | 1.4808 | 19.0153 | 30.9229 | 84.4054 | 117.715 | 8.1808 | 1.4808 | 19.0153 | 30.9229 | 84.4054 | 112.699 | 8.1808 | 1.4808 | 19.0153
U | d236k | 30.9229 | 70.644 | 112.935 | 8.0031 | 1.4808 | 19.0153 | 30.9229 | 84.4054 | 117.715 | 8.1808 | 1.4808 | 19.0153 | 30.9229 | 84.4054 | 114.27 | 8.1808 | 1.4808 | 19.0153
U | d236l | 30.9229 | 70.4774 | 112.821 | 7.9988 | 1.4808 | 19.0153 | 30.9229 | 84.4054 | 117.715 | 8.1808 | 1.4808 | 19.0153 | 30.9229 | 84.4054 | 114.098 | 8.1808 | 1.4808 | 19.0153
U | d236m | 30.9229 | 69.9251 | 111.421 | 8.013 | 1.4808 | 19.0153 | 30.9229 | 84.4054 | 117.715 | 8.1808 | 1.4808 | 19.0153 | 30.9229 | 84.4054 | 113.643 | 8.1808 | 1.4808 | 19.0153
U | d236n | 30.9229 | 74.2758 | 114.194 | 8.0554 | 1.4808 | 19.0153 | 30.9229 | 84.4054 | 117.715 | 8.1808 | 1.4808 | 19.0153 | 30.9229 | 84.4054 | 114.658 | 8.1808 | 1.4808 | 19.0153
U | d236o | 30.9229 | 73.2058 | 114.207 | 8.0314 | 1.4808 | 19.0153 | 30.9229 | 84.4054 | 117.715 | 8.1808 | 1.4808 | 19.0153 | 30.9229 | 84.4054 | 114.252 | 8.1808 | 1.4808 | 19.0153
U | d236p | 30.9229 | 76.9352 | 115.453 | 8.1031 | 1.4808 | 19.0153 | 30.9229 | 84.4054 | 117.715 | 8.1808 | 1.4808 | 19.0153 | 30.9229 | 84.4054 | 114.845 | 8.1808 | 1.4808 | 19.0153
U | d236q | 30.9229 | 78.2321 | 116.183 | 8.1776 | 1.4808 | 19.0153 | 30.9229 | 84.4054 | 117.715 | 8.1808 | 1.4808 | 19.0153 | 30.9229 | 84.4054 | 115.403 | 8.1808 | 1.4808 | 19.0153
U | d236r | 30.9229 | 76.7793 | 116.174 | 8.1808 | 1.4808 | 19.0153 | 30.9229 | 84.4054 | 117.715 | 8.1808 | 1.4808 | 19.0153 | 30.9229 | 84.4054 | 115.2 | 8.1808 | 1.4808 | 19.0153
U | d236s | 30.9229 | 70.2765 | 114.517 | 8.1455 | 1.4808 | 19.0153 | 30.9229 | 84.4054 | 117.715 | 8.1808 | 1.4808 | 19.0153 | 30.9229 | 84.4054 | 113.799 | 8.1808 | 1.4808 | 19.0153
U | d236t | 30.9229 | 67.6177 | 113.847 | 8.0956 | 1.4808 | 19.0153 | 30.9229 | 84.4054 | 117.715 | 8.1808 | 1.4808 | 19.0153 | 30.9229 | 84.4054 | 113.18 | 8.1808 | 1.4808 | 19.0153
U | d236u | 30.9229 | 61.6464 | 111.601 | 7.9022 | 1.4808 | 19.0153 | 30.9229 | 84.4054 | 115.911 | 8.1808 | 1.4808 | 19.0153 | 30.9229 | 84.4054 | 111.358 | 8.1808 | 1.4808 | 19.0153
U | d236v | 30.6802 | 58.5772 | 108.321 | 7.8332 | 1.4808 | 19.0153 | 30.9229 | 84.4054 | 114.19 | 8.1808 | 1.4808 | 19.0153 | 30.9229 | 84.4054 | 109.125 | 8.1808 | 1.4808 | 19.0153
U | d236x | 30.1106 | 55.4853 | 103.479 | 7.812 | 1.4808 | 19.0153 | 30.9229 | 84.4054 | 111.877 | 8.1808 | 1.4808 | 19.0153 | 30.9229 | 84.4054 | 106.588 | 8.1808 | 1.4808 | 19.0153
U | d236y | 29.4984 | 50.5018 | 94.9426 | 7.7996 | 1.4808 | 19.0153 | 30.9229 | 84.4054 | 108.568 | 8.1808 | 1.4808 | 19.0153 | 30.9229 | 84.4054 | 105.069 | 8.1808 | 1.4808 | 19.0153
U | d237a | 29.2728 | 50.5571 | 94.3025 | 7.7967 | 1.4808 | 19.0153 | 30.9229 | 84.4054 | 108.052 | 8.1808 | 1.4808 | 19.0153 | 30.9229 | 84.4054 | 105.163 | 8.1808 | 1.4808 | 19.0153
U | d237b | 29.1924 | 51.8479 | 96.4762 | 7.7952 | 1.4808 | 19.0153 | 30.9229 | 84.4054 | 109.061 | 8.1808 | 1.4808 | 19.0153 | 30.9229 | 84.4054 | 106.707 | 8.1808 | 1.4808 | 19.0153
U | d237c | 29.1112 | 52.1236 | 96.5133 | 7.7948 | 1.4808 | 19.0153 | 30.9229 | 84.4054 | 109.256 | 8.1808 | 1.4808 | 19.0153 | 30.9229 | 84.4054 | 107.384 | 8.1808 | 1.4808 | 19.0153
U | d237d | 29.0491 | 52.2659 | 96.4757 | 7.7976 | 1.4808 | 19.0153 | 30.9229 | 84.4054 | 109.016 | 8.1808 | 1.4808 | 19.0153 | 30.9229 | 84.4054 | 107.859 | 8.1808 | 1.4808 | 19.0153
U | d237e | 29.2887 | 54.5383 | 98.4075 | 7.8044 | 1.4808 | 19.0153 | 30.9229 | 84.4054 | 108.975 | 8.1808 | 1.4808 | 19.0153 | 30.9229 | 84.4054 | 110.86 | 8.1808 | 1.4808 | 19.0153
U | d237f | 30.0597 | 59.6768 | 103.737 | 7.822 | 1.4808 | 19.0153 | 30.9229 | 84.4054 | 109.21 | 8.1808 | 1.4808 | 19.0153 | 30.9229 | 84.4054 | 114.409 | 8.1808 | 1.4808 | 19.0153
U | d237g | 30.9229 | 67.8041 | 112.259 | 7.9597 | 1.4808 | 19.0153 | 30.9229 | 84.4054 | 112.784 | 8.1808 | 1.4808 | 19.0153 | 30.9229 | 84.4054 | 117.468 | 8.1808 | 1.4808 | 19.0153
U | d237h | 30.9229 | 77.8575 | 115.827 | 8.1727 | 1.4808 | 19.0153 | 30.9229 | 84.4054 | 115.524 | 8.1808 | 1.4808 | 19.0153 | 30.9229 | 84.4054 | 117.715 | 8.1808 | 1.4808 | 19.0153
U | d237i | 30.9229 | 73.7748 | 114.134 | 8.1808 | 1.4808 | 19.0153 | 30.9229 | 84.4054 | 115.175 | 8.1808 | 1.4808 | 19.0153 | 30.9229 | 84.4054 | 117.715 | 8.1808 | 1.4808 | 19.0153
U | d237j | 30.9229 | 74.1305 | 114.063 | 8.1558 | 1.4808 | 19.0153 | 30.9229 | 84.4054 | 115.293 | 8.1808 | 1.4808 | 19.0153 | 30.9229 | 84.4054 | 117.715 | 8.1808 | 1.4808 | 19.0153
U | d237k | 30.9229 | 75.9555 | 114.073 | 8.1688 | 1.4808 | 19.0153 | 30.9229 | 84.4054 | 115.396 | 8.1808 | 1.4808 | 19.0153 | 30.9229 | 84.4054 | 117.715 | 8.1808 | 1.4808 | 19.0153
U | d237l | 30.9229 | 74.6527 | 113.787 | 8.1437 | 1.4808 | 19.0153 | 30.9229 | 84.4054 | 115.435 | 8.1808 | 1.4808 | 19.0153 | 30.9229 | 84.4054 | 117.715 | 8.1808 | 1.4808 | 19.0153
U | d237m | 30.9229 | 78.1782 | 114.583 | 8.1733 | 1.4808 | 19.0153 | 30.9229 | 84.4054 | 115.879 | 8.1808 | 1.4808 | 19.0153 | 30.9229 | 84.4054 | 117.715 | 8.1808 | 1.4808 | 19.0153
U | d237n | 30.9229 | 77.5823 | 113.617 | 8.1645 | 1.4808 | 19.0153 | 30.9229 | 84.4054 | 115.805 | 8.1808 | 1.4808 | 19.0153 | 30.9229 | 84.4054 | 117.715 | 8.1808 | 1.4808 | 19.0153
U | d237o | 30.9229 | 79.1035 | 114.524 | 8.1808 | 1.4808 | 19.0153 | 30.9229 | 84.4054 | 115.883 | 8.1808 | 1.4808 | 19.0153 | 30.9229 | 84.4054 | 117.715 | 8.1808 | 1.4808 | 19.0153
U | d237p | 30.9229 | 79.0395 | 114.471 | 8.1784 | 1.4808 | 19.0153 | 30.9229 | 84.4054 | 115.852 | 8.1808 | 1.4808 | 19.0153 | 30.9229 | 84.4054 | 117.715 | 8.1808 | 1.4808 | 19.0153
U | d237q | 30.9229 | 82.4466 | 115.891 | 8.1808 | 1.4808 | 19.0153 | 30.9229 | 84.4054 | 116.975 | 8.1808 | 1.4808 | 19.0153 | 30.9229 | 84.4054 | 117.715 | 8.1808 | 1.4808 | 19.0153
U | d237r | 30.9229 | 82.6378 | 116.11 | 8.1808 | 1.4808 | 19.0153 | 30.9229 | 84.4054 | 116.648 | 8.1808 | 1.4808 | 19.0153 | 30.9229 | 84.4054 | 117.715 | 8.1808 | 1.4808 | 19.0153
U | d237s | 30.9229 | 79.3779 | 114.336 | 8.1808 | 1.4808 | 19.0153 | 30.9229 | 84.4054 | 115.502 | 8.1808 | 1.4808 | 19.0153 | 30.9229 | 84.4054 | 117.715 | 8.1808 | 1.4808 | 19.0153
U | d237t | 30.9229 | 78.081 | 113.547 | 8.1371 | 1.4808 | 19.0153 | 30.9229 | 84.4054 | 114.723 | 8.1808 | 1.4808 | 19.0153 | 30.9229 | 84.4054 | 117.715 | 8.1808 | 1.4808 | 19.0153
U | d237u | 30.9229 | 73.2636 | 110.485 | 7.8687 | 1.4808 | 19.0153 | 30.9229 | 84.4054 | 112.781 | 8.1808 | 1.4808 | 19.0153 | 30.9229 | 84.4054 | 116.063 | 8.1808 | 1.4808 | 19.0153
U | d237v | 30.5699 | 71.1397 | 106.518 | 7.8264 | 1.4808 | 19.0153 | 30.9229 | 84.4054 | 109.839 | 8.1808 | 1.4808 | 19.0153 | 30.9229 | 84.4054 | 114.202 | 8.1808 | 1.4808 | 19.0153
U | d237x | 30.0312 | 68.1287 | 101.524 | 7.8088 | 1.4808 | 19.0153 | 30.9229 | 84.4054 | 106.031 | 8.1808 | 1.4808 | 19.0153 | 30.9229 | 84.4054 | 111.372 | 8.1808 | 1.4808 | 19.0153
U | d237y | 29.7196 | 64.3703 | 95.4299 | 7.8014 | 1.4808 | 19.0153 | 30.9229 | 84.4054 | 105.455 | 8.1808 | 1.4808 | 19.0153 | 30.9229 | 84.4054 | 110.04 | 8.1808 | 1.4808 | 19.0153
U | d238a | 29.6327 | 63.6111 | 94.2994 | 7.7986 | 1.4808 | 19.0153 | 30.9229 | 84.4054 | 104.573 | 8.1808 | 1.4808 | 19.0153 | 30.9229 | 84.4054 | 109.802 | 8.1808 | 1.4808 | 19.0153
U | d238b | 29.5377 | 64.6966 | 96.1869 | 7.7978 | 1.4808 | 19.0153 | 30.9229 | 84.4054 | 106.081 | 8.1808 | 1.4808 | 19.0153 | 30.9229 | 84.4054 | 110.75 | 8.1808 | 1.4808 | 19.0153
U | d238c | 29.5243 | 64.5739 | 95.8404 | 7.797 | 1.4808 | 19.0153 | 30.9229 | 84.4054 | 106.082 | 8.1808 | 1.4808 | 19.0153 | 30.9229 | 84.4054 | 111.046 | 8.1808 | 1.4808 | 19.0153
U | d238d | 29.5557 | 65.2094 | 96.1337 | 7.7957 | 1.4808 | 19.0153 | 30.9229 | 84.4054 | 106.25 | 8.1808 | 1.4808 | 19.0153 | 30.9229 | 84.4054 | 111.176 | 8.1808 | 1.4808 | 19.0153
U | d238e | 29.8717 | 66.6092 | 97.3757 | 7.8018 | 1.4808 | 19.0153 | 30.9229 | 84.4054 | 105.915 | 8.1808 | 1.4808 | 19.0153 | 30.9229 | 84.4054 | 112.778 | 8.1808 | 1.4808 | 19.0153
U | d238f | 30.4395 | 71.3599 | 102.161 | 7.8119 | 1.4808 | 19.0153 | 30.9229 | 84.4054 | 106.262 | 8.1808 | 1.4808 | 19.0153 | 30.9229 | 84.4054 | 115.158 | 8.1808 | 1.4808 | 19.0153
U | d238g | 30.8439 | 76.1909 | 107.823 | 7.8305 | 1.4808 | 19.0153 | 30.9229 | 84.4054 | 108.801 | 8.1808 | 1.4808 | 19.0153 | 30.9229 | 84.4054 | 116.035 | 8.1808 | 1.4808 | 19.0153
U | d238h | 30.9229 | 80.3577 | 112.557 | 7.8664 | 1.4808 | 19.0153 | 30.9229 | 84.4054 | 112.228 | 8.1808 | 1.4808 | 19.0153 | 30.9229 | 84.4054 | 116.463 | 8.1808 | 1.4808 | 19.0153
U | d238i | 30.9229 | 81.0375 | 112.855 | 7.9003 | 1.4808 | 19.0153 | 30.9229 | 84.4054 | 113.503 | 8.1808 | 1.4808 | 19.0153 | 30.9229 | 84.4054 | 116.594 | 8.1808 | 1.4808 | 19.0153
U | d238j | 30.9229 | 80.3233 | 111.436 | 7.8944 | 1.4808 | 19.0153 | 30.9229 | 84.4054 | 113.718 | 8.1808 | 1.4808 | 19.0153 | 30.9229 | 84.4054 | 116.569 | 8.1808 | 1.4808 | 19.0153
U | d238k | 30.9229 | 77.6245 | 109.468 | 7.885 | 1.4808 | 19.0153 | 30.9229 | 84.4054 | 112.728 | 8.1808 | 1.4808 | 19.0153 | 30.9229 | 84.4054 | 116.48 | 8.1808 | 1.4808 | 19.0153
U | d238l | 30.9229 | 78.4699 | 109.485 | 7.9464 | 1.4808 | 19.0153 | 30.9229 | 84.4054 | 113.178 | 8.1808 | 1.4808 | 19.0153 | 30.9229 | 84.4054 | 116.537 | 8.1808 | 1.4808 | 19.0153
U | d238m | 30.9229 | 80.1506 | 110.956 | 7.9513 | 1.4808 | 19.0153 | 30.9229 | 84.4054 | 113.754 | 8.1808 | 1.4808 | 19.0153 | 30.9229 | 84.4054 | 116.635 | 8.1808 | 1.4808 | 19.0153
U | d238n | 30.9229 | 79.4923 | 110.197 | 7.9329 | 1.4808 | 19.0153 | 30.9229 | 84.4054 | 113.763 | 8.1808 | 1.4808 | 19.0153 | 30.9229 | 84.4054 | 116.61 | 8.1808 | 1.4808 | 19.0153
U | d238o | 30.9229 | 78.8294 | 110.085 | 7.9011 | 1.4808 | 19.0153 | 30.9229 | 84.4054 | 113.481 | 8.1808 | 1.4808 | 19.0153 | 30.9229 | 84.4054 | 116.571 | 8.1808 | 1.4808 | 19.0153
U | d238p | 30.9229 | 81.2472 | 112.781 | 7.9694 | 1.4808 | 19.0153 | 30.9229 | 84.4054 | 114.192 | 8.1808 | 1.4808 | 19.0153 | 30.9229 | 84.4054 | 116.686 | 8.1808 | 1.4808 | 19.0153
U | d238q | 30.9229 | 82.9578 | 114.893 | 8.0947 | 1.4808 | 19.0153 | 30.9229 | 84.4054 | 115.276 | 8.1808 | 1.4808 | 19.0153 | 30.9229 | 84.4054 | 117.095 | 8.1808 | 1.4808 | 19.0153
U | d238r | 30.9229 | 83.5675 | 115.912 | 8.1611 | 1.4808 | 19.0153 | 30.9229 | 84.4054 | 115.536 | 8.1808 | 1.4808 | 19.0153 | 30.9229 | 84.4054 | 117.645 | 8.1808 | 1.4808 | 19.0153
U | d238s | 30.9229 | 81.9559 | 114.439 | 7.9848 | 1.4808 | 19.0153 | 30.9229 | 84.4054 | 114.584 | 8.1808 | 1.4808 | 19.0153 | 30.9229 | 84.4054 | 116.712 | 8.1808 | 1.4808 | 19.0153
U | d238t | 30.9229 | 76.1787 | 110.762 | 7.8571 | 1.4808 | 19.0153 | 30.9229 | 84.4054 | 112.646 | 8.1808 | 1.4808 | 19.0153 | 30.9229 | 84.4054 | 116.157 | 8.1808 | 1.4808 | 19.0153
U | d238u | 30.7868 | 71.5605 | 107.542 | 7.8203 | 1.4808 | 19.0153 | 30.9229 | 84.4054 | 110.805 | 8.1808 | 1.4808 | 19.0153 | 30.9229 | 84.4054 | 114.844 | 8.1808 | 1.4808 | 19.0153
U | d238v | 30.5603 | 70.1129 | 106.757 | 7.8093 | 1.4808 | 19.0153 | 30.9229 | 84.4054 | 109.956 | 8.1808 | 1.4808 | 19.0153 | 30.9229 | 84.4054 | 114.054 | 8.1808 | 1.4808 | 19.0153
U | d238x | 29.8962 | 64.7476 | 102.035 | 7.7981 | 1.4808 | 19.0153 | 30.9229 | 84.4054 | 107.64 | 8.1808 | 1.4808 | 19.0153 | 30.9229 | 84.4054 | 112.376 | 8.1808 | 1.4808 | 19.0153
U | d238y | 29.2363 | 58.9408 | 95.2379 | 7.7919 | 1.4808 | 19.0153 | 30.9229 | 84.4054 | 107.999 | 8.1808 | 1.4808 | 19.0153 | 30.9229 | 84.4054 | 111.709 | 8.1808 | 1.4808 | 19.0153
U | d239a | 28.643 | 56.7321 | 92.8384 | 7.7895 | 1.4808 | 19.0153 | 30.9229 | 84.4054 | 107.892 | 8.1808 | 1.4808 | 19.0153 | 30.9229 | 84.4054 | 111.456 | 8.1808 | 1.4808 | 19.0153
U | d239b | 28.2819 | 57.0138 | 94.4951 | 7.7887 | 1.4808 | 19.0153 | 30.9229 | 84.4054 | 109.506 | 8.1808 | 1.4808 | 19.0153 | 30.9229 | 84.4054 | 112.085 | 8.1808 | 1.4808 | 19.0153
U | d239c | 27.9898 | 55.0183 | 93.4576 | 7.7882 | 1.4808 | 19.0153 | 30.9229 | 84.4054 | 110.056 | 8.1808 | 1.4808 | 19.0153 | 30.9229 | 84.4054 | 112.038 | 8.1808 | 1.4808 | 19.0153
U | d239d | 27.7238 | 53.715 | 92.8141 | 7.7877 | 1.4808 | 19.0153 | 30.9229 | 84.4054 | 110.54 | 8.1808 | 1.4808 | 19.0153 | 30.9229 | 84.4054 | 112.176 | 8.1808 | 1.4808 | 19.0153
U | d239e | 27.775 | 52.5499 | 92.2589 | 7.7883 | 1.4808 | 19.0153 | 30.9229 | 84.4054 | 112.435 | 8.1808 | 1.4808 | 19.0153 | 30.9229 | 84.4054 | 113.366 | 8.1808 | 1.4808 | 19.0153
U | d239f | 27.6034 | 51.3211 | 91.5137 | 7.7897 | 1.4808 | 19.0153 | 30.9229 | 84.4054 | 115.013 | 8.1808 | 1.4808 | 19.0153 | 30.9229 | 84.4054 | 115.441 | 8.1808 | 1.4808 | 19.0153
U | d239g | 28.0223 | 55.4916 | 97.6842 | 7.7946 | 1.4808 | 19.0153 | 30.9229 | 84.4054 | 117.147 | 8.1808 | 1.4808 | 19.0153 | 30.9229 | 84.4054 | 116.772 | 8.1808 | 1.4808 | 19.0153
U | d239h | 29.2082 | 61.0303 | 106.495 | 7.8028 | 1.4808 | 19.0153 | 30.9229 | 84.4054 | 117.473 | 8.1808 | 1.4808 | 19.0153 | 30.9229 | 84.4054 | 117.501 | 8.1808 | 1.4808 | 19.0153
U | d239i | 29.1698 | 58.9129 | 104.603 | 7.8035 | 1.4808 | 19.0153 | 30.9229 | 84.4054 | 117.477 | 8.1808 | 1.4808 | 19.0153 | 30.9229 | 84.4054 | 117.511 | 8.1808 | 1.4808 | 19.0153
U | d239j | 29.4011 | 59.2459 | 104.102 | 7.8076 | 1.4808 | 19.0153 | 30.9229 | 84.4054 | 117.48 | 8.1808 | 1.4808 | 19.0153 | 30.9229 | 84.4054 | 117.516 | 8.1808 | 1.4808 | 19.0153
U | d239k | 29.7985 | 56.7051 | 101.126 | 7.8097 | 1.4808 | 19.0153 | 30.9229 | 84.4054 | 117.48 | 8.1808 | 1.4808 | 19.0153 | 30.9229 | 84.4054 | 117.518 | 8.1808 | 1.4808 | 19.0153
U | d239l | 30.6892 | 59.2765 | 104.715 | 7.8153 | 1.4808 | 19.0153 | 30.9229 | 84.4054 | 117.489 | 8.1808 | 1.4808 | 19.0153 | 30.9229 | 84.4054 | 117.525 | 8.1808 | 1.4808 | 19.0153
U | d239m | 30.6683 | 58.1703 | 104.514 | 7.8171 | 1.4808 | 19.0153 | 30.9229 | 84.4054 | 117.487 | 8.1808 | 1.4808 | 19.0153 | 30.9229 | 84.4054 | 117.525 | 8.1808 | 1.4808 | 19.0153
U | d239n | 30.8896 | 60.6683 | 107.948 | 7.8239 | 1.4808 | 19.0153 | 30.9229 | 84.4054 | 117.494 | 8.1808 | 1.4808 | 19.0153 | 30.9229 | 84.4054 | 117.531 | 8.1808 | 1.4808 | 19.0153
U | d239o | 30.9158 | 62.1089 | 109.607 | 7.8285 | 1.4808 | 19.0153 | 30.9229 | 84.4054 | 117.496 | 8.1808 | 1.4808 | 19.0153 | 30.9229 | 84.4054 | 117.535 | 8.1808 | 1.4808 | 19.0153
U | d239p | 30.9229 | 66.0034 | 112.684 | 7.88 | 1.4808 | 19.0153 | 30.9229 | 84.4054 | 117.582 | 8.1808 | 1.4808 | 19.0153 | 30.9229 | 84.4054 | 117.715 | 8.1808 | 1.4808 | 19.0153
U | d239q | 30.9229 | 68.0834 | 113.716 | 7.9771 | 1.4808 | 19.0153 | 30.9229 | 84.4054 | 117.715 | 8.1808 | 1.4808 | 19.0153 | 30.9229 | 84.4054 | 117.715 | 8.1808 | 1.4808 | 19.0153
U | d239r | 30.9229 | 68.001 | 114.018 | 7.9947 | 1.4808 | 19.0153 | 30.9229 | 84.4054 | 117.715 | 8.1808 | 1.4808 | 19.0153 | 30.9229 | 84.4054 | 117.715 | 8.1808 | 1.4808 | 19.0153
U | d239s | 30.8999 | 61.7882 | 110.264 | 7.8806 | 1.4808 | 19.0153 | 30.9229 | 84.4054 | 117.497 | 8.1808 | 1.4808 | 19.0153 | 30.9229 | 84.4054 | 117.546 | 8.1808 | 1.4808 | 19.0153
U | d239t | 30.7222 | 59.8054 | 108.528 | 7.8401 | 1.4808 | 19.0153 | 30.9229 | 84.4054 | 117.474 | 8.1808 | 1.4808 | 19.0153 | 30.9229 | 84.4054 | 117.518 | 8.1808 | 1.4808 | 19.0153
U | d239u | 30.2107 | 55.5655 | 103.241 | 7.8138 | 1.4808 | 19.0153 | 30.9229 | 84.4054 | 116.701 | 8.1808 | 1.4808 | 19.0153 | 30.9229 | 84.4054 | 116.891 | 8.1808 | 1.4808 | 19.0153
U | d239v | 28.1483 | 51.1582 | 96.0169 | 7.7963 | 1.4808 | 19.0153 | 30.9229 | 84.4054 | 115.512 | 8.1808 | 1.4808 | 19.0153 | 30.9229 | 84.4054 | 116.159 | 8.1808 | 1.4808 | 19.0153
U | d239x | 27.2982 | 48.2114 | 92.1773 | 7.791 | 1.4808 | 19.0153 | 30.9229 | 84.4054 | 113.76 | 8.1808 | 1.4808 | 19.0153 | 30.9229 | 84.4054 | 114.852 | 8.1808 | 1.4808 | 19.0153
U | d239y | 26.4517 | 42.9989 | 84.7716 | 7.7847 | 1.4808 | 19.0153 | 30.9229 | 84.4054 | 112.624 | 8.1808 | 1.4808 | 19.0153 | 30.9229 | 84.4054 | 114.013 | 8.1808 | 1.4808 | 19.0153
U | d240a | 26.26 | 42.4777 | 83.8656 | 7.7827 | 1.4808 | 19.0153 | 30.9229 | 84.4054 | 112.804 | 8.1808 | 1.4808 | 19.0153 | 30.9229 | 84.4054 | 114.059 | 8.1808 | 1.4808 | 19.0153
U | d240b | 25.7836 | 42.6005 | 84.667 | 7.7817 | 1.4808 | 19.0153 | 30.9229 | 84.4054 | 113.194 | 8.1808 | 1.4808 | 19.0153 | 30.9229 | 84.4054 | 114.28 | 8.1808 | 1.4808 | 19.0153
U | d240c | 25.2598 | 42.7134 | 85.2319 | 7.7815 | 1.4808 | 19.0153 | 30.9229 | 84.4054 | 113.446 | 8.1808 | 1.4808 | 19.0153 | 30.9229 | 84.4054 | 114.405 | 8.1808 | 1.4808 | 19.0153
U | d240d | 24.8139 | 42.7409 | 85.1946 | 7.7809 | 1.4808 | 19.0153 | 30.9229 | 84.4054 | 113.522 | 8.1808 | 1.4808 | 19.0153 | 30.9229 | 84.4054 | 114.429 | 8.1808 | 1.4808 | 19.0153
U | d240e | 24.8914 | 42.986 | 86.1129 | 7.7819 | 1.4808 | 19.0153 | 30.9229 | 84.4054 | 114.665 | 8.1808 | 1.4808 | 19.0153 | 30.9229 | 84.4054 | 115.49 | 8.1808 | 1.4808 | 19.0153
U | d240f | 25.4685 | 44.0521 | 87.7633 | 7.7852 | 1.4808 | 19.0153 | 30.9229 | 84.4054 | 116.499 | 8.1808 | 1.4808 | 19.0153 | 30.9229 | 84.4054 | 116.795 | 8.1808 | 1.4808 | 19.0153
U | d240g | 28.1398 | 52.3546 | 98.7414 | 7.7956 | 1.4808 | 19.0153 | 30.9229 | 84.4054 | 117.715 | 8.1808 | 1.4808 | 19.0153 | 30.9229 | 84.4054 | 117.715 | 8.1808 | 1.4808 | 19.0153
U | d240h | 30.0278 | 60.257 | 109.072 | 7.8106 | 1.4808 | 19.0153 | 30.9229 | 84.4054 | 117.715 | 8.1808 | 1.4808 | 19.0153 | 30.9229 | 84.4054 | 117.715 | 8.1808 | 1.4808 | 19.0153
U | d240i | 29.8545 | 56.3287 | 103.892 | 7.8158 | 1.4808 | 19.0153 | 30.9229 | 84.4054 | 117.715 | 8.1808 | 1.4808 | 19.0153 | 30.9229 | 84.4054 | 117.715 | 8.1808 | 1.4808 | 19.0153
U | d240j | 29.8133 | 53.7185 | 96.5121 | 7.8232 | 1.4808 | 19.0153 | 30.9229 | 84.4054 | 117.715 | 8.1808 | 1.4808 | 19.0153 | 30.9229 | 84.4054 | 117.715 | 8.1808 | 1.4808 | 19.0153
U | d240k | 30.1116 | 56.4832 | 94.8834 | 7.8276 | 1.4808 | 19.0153 | 30.9229 | 84.4054 | 117.715 | 8.1808 | 1.4808 | 19.0153 | 30.9229 | 84.4054 | 117.715 | 8.1808 | 1.4808 | 19.0153
U | d240l | 30.2796 | 57.6241 | 94.7684 | 7.8324 | 1.4808 | 19.0153 | 30.9229 | 84.4054 | 117.715 | 8.1808 | 1.4808 | 19.0153 | 30.9229 | 84.4054 | 117.715 | 8.1808 | 1.4808 | 19.0153
U | d240m | 30.1949 | 55.7163 | 90.7265 | 7.8269 | 1.4808 | 19.0153 | 30.9229 | 84.4054 | 117.715 | 8.1808 | 1.4808 | 19.0153 | 30.9229 | 84.4054 | 117.715 | 8.1808 | 1.4808 | 19.0153
U | d240n | 30.5053 | 62.3266 | 100.905 | 7.837 | 1.4808 | 19.0153 | 30.9229 | 84.4054 | 117.715 | 8.1808 | 1.4808 | 19.0153 | 30.9229 | 84.4054 | 117.715 | 8.1808 | 1.4808 | 19.0153
U | d240o | 30.187 | 61.9561 | 100.808 | 7.83 | 1.4808 | 19.0153 | 30.9229 | 84.4054 | 117.715 | 8.1808 | 1.4808 | 19.0153 | 30.9229 | 84.4054 | 117.715 | 8.1808 | 1.4808 | 19.0153
U | d240p | 30.3819 | 65.9322 | 108.826 | 7.8453 | 1.4808 | 19.0153 | 30.9229 | 84.4054 | 117.715 | 8.1808 | 1.4808 | 19.0153 | 30.9229 | 84.4054 | 117.715 | 8.1808 | 1.4808 | 19.0153
U | d240q | 30.6072 | 70.0567 | 113.19 | 7.8713 | 1.4808 | 19.0153 | 30.9229 | 84.4054 | 117.715 | 8.1808 | 1.4808 | 19.0153 | 30.9229 | 84.4054 | 117.715 | 8.1808 | 1.4808 | 19.0153
U | d240r | 30.6624 | 71.0584 | 114.402 | 7.8928 | 1.4808 | 19.0153 | 30.9229 | 84.4054 | 117.715 | 8.1808 | 1.4808 | 19.0153 | 30.9229 | 84.4054 | 117.715 | 8.1808 | 1.4808 | 19.0153
U | d240s | 30.7203 | 69.9289 | 114.186 | 7.9024 | 1.4808 | 19.0153 | 30.9229 | 84.4054 | 117.715 | 8.1808 | 1.4808 | 19.0153 | 30.9229 | 84.4054 | 117.715 | 8.1808 | 1.4808 | 19.0153
U | d240t | 30.4224 | 65.1319 | 111.677 | 7.867 | 1.4808 | 19.0153 | 30.9229 | 84.4054 | 117.715 | 8.1808 | 1.4808 | 19.0153 | 30.9229 | 84.4054 | 117.715 | 8.1808 | 1.4808 | 19.0153
U | d240u | 29.8908 | 63.1673 | 109.374 | 7.8412 | 1.4808 | 19.0153 | 30.9229 | 84.4054 | 116.838 | 8.1808 | 1.4808 | 19.0153 | 30.9229 | 84.4054 | 116.961 | 8.1808 | 1.4808 | 19.0153
U | d240v | 29.0113 | 61.454 | 105.442 | 7.8188 | 1.4808 | 19.0153 | 30.9229 | 84.4054 | 116.083 | 8.1808 | 1.4808 | 19.0153 | 30.9229 | 84.4054 | 116.517 | 8.1808 | 1.4808 | 19.0153
U | d240x | 28.3141 | 59.5136 | 98.9978 | 7.8059 | 1.4808 | 19.0153 | 30.9229 | 84.4054 | 113.821 | 8.1808 | 1.4808 | 19.0153 | 30.9229 | 84.4054 | 114.718 | 8.1808 | 1.4808 | 19.0153
U | d240y | 28.1553 | 58.408 | 95.47 | 7.799 | 1.4808 | 19.0153 | 30.9229 | 84.4054 | 113.191 | 8.1808 | 1.4808 | 19.0153 | 30.9229 | 84.4054 | 114.252 | 8.1808 | 1.4808 | 19.0153
U | d241a | 28.3384 | 60.275 | 96.1985 | 7.7972 | 1.4808 | 19.0153 | 30.9229 | 84.4054 | 113.356 | 8.1808 | 1.4808 | 19.0153 | 30.9229 | 84.4054 | 114.336 | 8.1808 | 1.4808 | 19.0153
U | d241b | 28.4133 | 61.923 | 97.68 | 7.7956 | 1.4808 | 19.0153 | 30.9229 | 84.4054 | 113.892 | 8.1808 | 1.4808 | 19.0153 | 30.9229 | 84.4054 | 114.638 | 8.1808 | 1.4808 | 19.0153
U | d241c | 28.9119 | 64.1745 | 99.4057 | 7.7959 | 1.4808 | 19.0153 | 30.9229 | 84.4054 | 114.239 | 8.1808 | 1.4808 | 19.0153 | 30.9229 | 84.4054 | 114.887 | 8.1808 | 1.4808 | 19.0153
U | d241d | 29.2065 | 66.2817 | 100.722 | 7.798 | 1.4808 | 19.0153 | 30.9229 | 84.4054 | 114.414 | 8.1808 | 1.4808 | 19.0153 | 30.9229 | 84.4054 | 114.978 | 8.1808 | 1.4808 | 19.0153
U | d241e | 29.6093 | 68.5674 | 102.093 | 7.8015 | 1.4808 | 19.0153 | 30.9229 | 84.4054 | 115.42 | 8.1808 | 1.4808 | 19.0153 | 30.9229 | 84.4054 | 115.651 | 8.1808 | 1.4808 | 19.0153
U | d241f | 30.3295 | 74.6536 | 107.577 | 7.8147 | 1.4808 | 19.0153 | 30.9229 | 84.4054 | 116.775 | 8.1808 | 1.4808 | 19.0153 | 30.9229 | 84.4054 | 116.887 | 8.1808 | 1.4808 | 19.0153
U | d241g | 30.9229 | 80.1268 | 112.555 | 7.891 | 1.4808 | 19.0153 | 30.9229 | 84.4054 | 117.715 | 8.1808 | 1.4808 | 19.0153 | 30.9229 | 84.4054 | 117.715 | 8.1808 | 1.4808 | 19.0153
U | d241h | 30.9229 | 83.3093 | 115.609 | 8.113 | 1.4808 | 19.0153 | 30.9229 | 84.4054 | 117.715 | 8.1808 | 1.4808 | 19.0153 | 30.9229 | 84.4054 | 117.715 | 8.1808 | 1.4808 | 19.0153
U | d241i | 30.9229 | 83.3312 | 114.998 | 8.1418 | 1.4808 | 19.0153 | 30.9229 | 84.4054 | 117.715 | 8.1808 | 1.4808 | 19.0153 | 30.9229 | 84.4054 | 117.715 | 8.1808 | 1.4808 | 19.0153
U | d241j | 30.9229 | 82.7568 | 113.43 | 8.0893 | 1.4808 | 19.0153 | 30.9229 | 84.4054 | 117.715 | 8.1808 | 1.4808 | 19.0153 | 30.9229 | 84.4054 | 117.715 | 8.1808 | 1.4808 | 19.0153
U | d241k | 30.9229 | 82.8011 | 113.105 | 8.0394 | 1.4808 | 19.0153 | 30.9229 | 84.4054 | 117.715 | 8.1808 | 1.4808 | 19.0153 | 30.9229 | 84.4054 | 117.715 | 8.1808 | 1.4808 | 19.0153
U | d241l | 30.9229 | 82.7173 | 112.998 | 8.0404 | 1.4808 | 19.0153 | 30.9229 | 84.4054 | 117.715 | 8.1808 | 1.4808 | 19.0153 | 30.9229 | 84.4054 | 117.715 | 8.1808 | 1.4808 | 19.0153
U | d241m | 30.9229 | 82.7658 | 113.289 | 8.0633 | 1.4808 | 19.0153 | 30.9229 | 84.4054 | 117.715 | 8.1808 | 1.4808 | 19.0153 | 30.9229 | 84.4054 | 117.715 | 8.1808 | 1.4808 | 19.0153
U | d241n | 30.9229 | 82.4172 | 112.208 | 8.0533 | 1.4808 | 19.0153 | 30.9229 | 84.4054 | 117.715 | 8.1808 | 1.4808 | 19.0153 | 30.9229 | 84.4054 | 117.715 | 8.1808 | 1.4808 | 19.0153
U | d241o | 30.9229 | 82.652 | 112.321 | 8.0695 | 1.4808 | 19.0153 | 30.9229 | 84.4054 | 117.715 | 8.1808 | 1.4808 | 19.0153 | 30.9229 | 84.4054 | 117.715 | 8.1808 | 1.4808 | 19.0153
U | d241p | 30.9229 | 83.1379 | 113.673 | 8.1751 | 1.4808 | 19.0153 | 30.9229 | 84.4054 | 117.715 | 8.1808 | 1.4808 | 19.0153 | 30.9229 | 84.4054 | 117.715 | 8.1808 | 1.4808 | 19.0153
U | d241q | 30.9229 | 82.8483 | 113.953 | 8.1808 | 1.4808 | 19.0153 | 30.9229 | 84.4054 | 117.715 | 8.1808 | 1.4808 | 19.0153 | 30.9229 | 84.4054 | 117.715 | 8.1808 | 1.4808 | 19.0153
U | d241r | 30.9229 | 81.0995 | 113.399 | 8.1476 | 1.4808 | 19.0153 | 30.9229 | 84.4054 | 117.715 | 8.1808 | 1.4808 | 19.0153 | 30.9229 | 84.4054 | 117.715 | 8.1808 | 1.4808 | 19.0153
U | d241s | 30.9229 | 77.5029 | 111.919 | 8.1105 | 1.4808 | 19.0153 | 30.9229 | 84.4054 | 117.715 | 8.1808 | 1.4808 | 19.0153 | 30.9229 | 84.4054 | 117.715 | 8.1808 | 1.4808 | 19.0153
U | d241t | 30.9229 | 72.5169 | 110 | 8.0118 | 1.4808 | 19.0153 | 30.9229 | 84.4054 | 117.715 | 8.1808 | 1.4808 | 19.0153 | 30.9229 | 84.4054 | 117.715 | 8.1808 | 1.4808 | 19.0153
U | d241u | 30.9229 | 66.9623 | 105.945 | 7.8506 | 1.4808 | 19.0153 | 30.9229 | 84.4054 | 116.757 | 8.1808 | 1.4808 | 19.0153 | 30.9229 | 84.4054 | 116.187 | 8.1808 | 1.4808 | 19.0153
U | d241v | 30.303 | 64.7276 | 103.1 | 7.8251 | 1.4808 | 19.0153 | 30.9229 | 84.4054 | 116.277 | 8.1808 | 1.4808 | 19.0153 | 30.9229 | 84.4054 | 115.311 | 8.1808 | 1.4808 | 19.0153
U | d241x | 29.743 | 61.4287 | 97.1233 | 7.8092 | 1.4808 | 19.0153 | 30.9229 | 84.4054 | 114.672 | 8.1808 | 1.4808 | 19.0153 | 30.9229 | 84.4054 | 113.961 | 8.1808 | 1.4808 | 19.0153
U | d241y | 28.8518 | 54.5738 | 89.7574 | 7.7974 | 1.4808 | 19.0153 | 30.9229 | 84.4054 | 113.516 | 8.1808 | 1.4808 | 19.0153 | 30.9229 | 84.4054 | 112.916 | 8.1808 | 1.4808 | 19.0153
U | d242a | 28.3611 | 52.7658 | 89.1136 | 7.7947 | 1.4808 | 19.0153 | 30.9229 | 84.4054 | 113.61 | 8.1808 | 1.4808 | 19.0153 | 30.9229 | 84.4054 | 112.72 | 8.1808 | 1.4808 | 19.0153
U | d242b | 28.0937 | 53.1037 | 92.3281 | 7.7937 | 1.4808 | 19.0153 | 30.9229 | 84.4054 | 114.684 | 8.1808 | 1.4808 | 19.0153 | 30.9229 | 84.4054 | 113.102 | 8.1808 | 1.4808 | 19.0153
U | d242c | 27.7892 | 51.6441 | 92.3084 | 7.793 | 1.4808 | 19.0153 | 30.9229 | 84.4054 | 114.703 | 8.1808 | 1.4808 | 19.0153 | 30.9229 | 84.4054 | 112.845 | 8.1808 | 1.4808 | 19.0153
U | d242d | 27.8481 | 51.3458 | 93.0145 | 7.7931 | 1.4808 | 19.0153 | 30.9229 | 84.4054 | 114.933 | 8.1808 | 1.4808 | 19.0153 | 30.9229 | 84.4054 | 112.839 | 8.1808 | 1.4808 | 19.0153
U | d242e | 28.2949 | 52.5492 | 94.4478 | 7.7967 | 1.4808 | 19.0153 | 30.9229 | 84.4054 | 115.556 | 8.1808 | 1.4808 | 19.0153 | 30.9229 | 84.4054 | 112.769 | 8.1808 | 1.4808 | 19.0153
U | d242f | 29.329 | 57.5325 | 100.541 | 7.8063 | 1.4808 | 19.0153 | 30.9229 | 84.4054 | 116.765 | 8.1808 | 1.4808 | 19.0153 | 30.9229 | 84.4054 | 112.872 | 8.1808 | 1.4808 | 19.0153
U | d242g | 30.5649 | 62.405 | 106.339 | 7.838 | 1.4808 | 19.0153 | 30.9229 | 84.4054 | 117.715 | 8.1808 | 1.4808 | 19.0153 | 30.9229 | 84.4054 | 113.76 | 8.1808 | 1.4808 | 19.0153
U | d242h | 30.9229 | 66.0464 | 110.118 | 7.8702 | 1.4808 | 19.0153 | 30.9229 | 84.4054 | 117.715 | 8.1808 | 1.4808 | 19.0153 | 30.9229 | 84.4054 | 114.707 | 8.1808 | 1.4808 | 19.0153
U | d242i | 30.9229 | 68.0685 | 110.313 | 7.9665 | 1.4808 | 19.0153 | 30.9229 | 84.4054 | 117.715 | 8.1808 | 1.4808 | 19.0153 | 30.9229 | 84.4054 | 115.373 | 8.1808 | 1.4808 | 19.0153
U | d242j | 30.9229 | 72.9092 | 111.689 | 8.0567 | 1.4808 | 19.0153 | 30.9229 | 84.4054 | 117.715 | 8.1808 | 1.4808 | 19.0153 | 30.9229 | 84.4054 | 115.905 | 8.1808 | 1.4808 | 19.0153
U | d242k | 30.9229 | 74.8138 | 111.118 | 8.0782 | 1.4808 | 19.0153 | 30.9229 | 84.4054 | 117.715 | 8.1808 | 1.4808 | 19.0153 | 30.9229 | 84.4054 | 116.174 | 8.1808 | 1.4808 | 19.0153
U | d242l | 30.9229 | 73.3394 | 108.9 | 8.0764 | 1.4808 | 19.0153 | 30.9229 | 84.4054 | 117.715 | 8.1808 | 1.4808 | 19.0153 | 30.9229 | 84.4054 | 116.175 | 8.1808 | 1.4808 | 19.0153
U | d242m | 30.9229 | 74.1676 | 108.104 | 8.0918 | 1.4808 | 19.0153 | 30.9229 | 84.4054 | 117.715 | 8.1808 | 1.4808 | 19.0153 | 30.9229 | 84.4054 | 116.241 | 8.1808 | 1.4808 | 19.0153
U | d242n | 30.9229 | 73.2671 | 106.385 | 8.0917 | 1.4808 | 19.0153 | 30.9229 | 84.4054 | 117.715 | 8.1808 | 1.4808 | 19.0153 | 30.9229 | 84.4054 | 116.152 | 8.1808 | 1.4808 | 19.0153
U | d242o | 30.9229 | 76.6161 | 110.69 | 8.122 | 1.4808 | 19.0153 | 30.9229 | 84.4054 | 117.715 | 8.1808 | 1.4808 | 19.0153 | 30.9229 | 84.4054 | 116.342 | 8.1808 | 1.4808 | 19.0153
U | d242p | 30.9229 | 78.0636 | 112.356 | 8.1448 | 1.4808 | 19.0153 | 30.9229 | 84.4054 | 117.715 | 8.1808 | 1.4808 | 19.0153 | 30.9229 | 84.4054 | 116.361 | 8.1808 | 1.4808 | 19.0153
U | d242q | 30.9229 | 79.8245 | 114.38 | 8.1808 | 1.4808 | 19.0153 | 30.9229 | 84.4054 | 117.715 | 8.1808 | 1.4808 | 19.0153 | 30.9229 | 84.4054 | 116.511 | 8.1808 | 1.4808 | 19.0153
U | d242r | 30.9229 | 76.2289 | 114.266 | 8.1744 | 1.4808 | 19.0153 | 30.9229 | 84.4054 | 117.715 | 8.1808 | 1.4808 | 19.0153 | 30.9229 | 84.4054 | 116.049 | 8.1808 | 1.4808 | 19.0153
U | d242s | 30.9229 | 73.5146 | 113.328 | 8.1506 | 1.4808 | 19.0153 | 30.9229 | 84.4054 | 117.715 | 8.1808 | 1.4808 | 19.0153 | 30.9229 | 84.4054 | 115.747 | 8.1808 | 1.4808 | 19.0153
U | d242t | 30.9229 | 70.9159 | 112.294 | 8.054 | 1.4808 | 19.0153 | 30.9229 | 84.4054 | 117.715 | 8.1808 | 1.4808 | 19.0153 | 30.9229 | 84.4054 | 115.331 | 8.1808 | 1.4808 | 19.0153
U | d242u | 30.3242 | 66.2631 | 107.517 | 7.8595 | 1.4808 | 19.0153 | 30.9229 | 84.4054 | 116.185 | 8.1808 | 1.4808 | 19.0153 | 30.9229 | 84.4054 | 114.171 | 8.1808 | 1.4808 | 19.0153
U | d242v | 29.9357 | 67.0743 | 107.321 | 7.8334 | 1.4808 | 19.0153 | 30.9229 | 84.4054 | 115.653 | 8.1808 | 1.4808 | 19.0153 | 30.9229 | 84.4054 | 113.682 | 8.1808 | 1.4808 | 19.0153
U | d242x | 29.3348 | 65.0799 | 102.872 | 7.814 | 1.4808 | 19.0153 | 30.9229 | 84.4054 | 114.213 | 8.1808 | 1.4808 | 19.0153 | 30.9229 | 84.4054 | 112.855 | 8.1808 | 1.4808 | 19.0153
U | d242y | 28.7525 | 62.271 | 98.3846 | 7.8027 | 1.4808 | 19.0153 | 30.9229 | 84.4054 | 113.33 | 8.1808 | 1.4808 | 19.0153 | 30.9229 | 84.4054 | 112.812 | 8.1808 | 1.4808 | 19.0153
U | d243a | 28.6692 | 62.0424 | 98.0977 | 7.7999 | 1.4808 | 19.0153 | 30.9229 | 84.4054 | 113.223 | 8.1808 | 1.4808 | 19.0153 | 30.9229 | 84.4054 | 112.669 | 8.1808 | 1.4808 | 19.0153
U | d243b | 28.598 | 62.4165 | 99.1844 | 7.7989 | 1.4808 | 19.0153 | 30.9229 | 84.4054 | 114.052 | 8.1808 | 1.4808 | 19.0153 | 30.9229 | 84.4054 | 112.909 | 8.1808 | 1.4808 | 19.0153
U | d243c | 28.6706 | 63.6947 | 101.095 | 7.7992 | 1.4808 | 19.0153 | 30.9229 | 84.4054 | 114.907 | 8.1808 | 1.4808 | 19.0153 | 30.9229 | 84.4054 | 113.196 | 8.1808 | 1.4808 | 19.0153
U | d243d | 28.5444 | 62.8606 | 99.0684 | 7.7988 | 1.4808 | 19.0153 | 30.9229 | 84.4054 | 114.333 | 8.1808 | 1.4808 | 19.0153 | 30.9229 | 84.4054 | 112.959 | 8.1808 | 1.4808 | 19.0153
U | d243e | 28.8689 | 65.2895 | 101.57 | 7.8041 | 1.4808 | 19.0153 | 30.9229 | 84.4054 | 115.538 | 8.1808 | 1.4808 | 19.0153 | 30.9229 | 84.4054 | 113.093 | 8.1808 | 1.4808 | 19.0153
U | d243f | 29.7188 | 71.6948 | 108.016 | 7.8171 | 1.4808 | 19.0153 | 30.9229 | 84.4054 | 116.761 | 8.1808 | 1.4808 | 19.0153 | 30.9229 | 84.4054 | 113.411 | 8.1808 | 1.4808 | 19.0153
U | d243g | 30.5975 | 76.2078 | 112.028 | 7.8649 | 1.4808 | 19.0153 | 30.9229 | 84.4054 | 117.715 | 8.1808 | 1.4808 | 19.0153 | 30.9229 | 84.4054 | 114.006 | 8.1808 | 1.4808 | 19.0153
U | d243h | 30.9229 | 80.5876 | 114.886 | 8.0096 | 1.4808 | 19.0153 | 30.9229 | 84.4054 | 117.715 | 8.1808 | 1.4808 | 19.0153 | 30.9229 | 84.4054 | 115.188 | 8.1808 | 1.4808 | 19.0153
U | d243i | 30.9229 | 82.3196 | 115.579 | 8.1416 | 1.4808 | 19.0153 | 30.9229 | 84.4054 | 117.715 | 8.1808 | 1.4808 | 19.0153 | 30.9229 | 84.4054 | 115.915 | 8.1808 | 1.4808 | 19.0153
U | d243j | 30.9229 | 82.5189 | 115.524 | 8.1496 | 1.4808 | 19.0153 | 30.9229 | 84.4054 | 117.715 | 8.1808 | 1.4808 | 19.0153 | 30.9229 | 84.4054 | 116.027 | 8.1808 | 1.4808 | 19.0153
U | d243k | 30.9229 | 82.9391 | 115.673 | 8.1692 | 1.4808 | 19.0153 | 30.9229 | 84.4054 | 117.715 | 8.1808 | 1.4808 | 19.0153 | 30.9229 | 84.4054 | 116.279 | 8.1808 | 1.4808 | 19.0153
U | d243l | 30.9229 | 83.0032 | 115.782 | 8.157 | 1.4808 | 19.0153 | 30.9229 | 84.4054 | 117.715 | 8.1808 | 1.4808 | 19.0153 | 30.9229 | 84.4054 | 116.305 | 8.1808 | 1.4808 | 19.0153
U | d243m | 30.9229 | 83.3494 | 115.967 | 8.1733 | 1.4808 | 19.0153 | 30.9229 | 84.4054 | 117.715 | 8.1808 | 1.4808 | 19.0153 | 30.9229 | 84.4054 | 116.453 | 8.1808 | 1.4808 | 19.0153
U | d243n | 30.9229 | 83.3344 | 116.013 | 8.1731 | 1.4808 | 19.0153 | 30.9229 | 84.4054 | 117.715 | 8.1808 | 1.4808 | 19.0153 | 30.9229 | 84.4054 | 116.399 | 8.1808 | 1.4808 | 19.0153
U | d243o | 30.9229 | 83.3418 | 115.947 | 8.1715 | 1.4808 | 19.0153 | 30.9229 | 84.4054 | 117.715 | 8.1808 | 1.4808 | 19.0153 | 30.9229 | 84.4054 | 116.387 | 8.1808 | 1.4808 | 19.0153
U | d243p | 30.9229 | 83.9937 | 116.387 | 8.1808 | 1.4808 | 19.0153 | 30.9229 | 84.4054 | 117.715 | 8.1808 | 1.4808 | 19.0153 | 30.9229 | 84.4054 | 116.634 | 8.1808 | 1.4808 | 19.0153
U | d243q | 30.9229 | 84.4054 | 117.637 | 8.1808 | 1.4808 | 19.0153 | 30.9229 | 84.4054 | 117.715 | 8.1808 | 1.4808 | 19.0153 | 30.9229 | 84.4054 | 117.182 | 8.1808 | 1.4808 | 19.0153
U | d243r | 30.9229 | 83.7647 | 116.427 | 8.1808 | 1.4808 | 19.0153 | 30.9229 | 84.4054 | 117.715 | 8.1808 | 1.4808 | 19.0153 | 30.9229 | 84.4054 | 116.554 | 8.1808 | 1.4808 | 19.0153
U | d243s | 30.9229 | 83.2749 | 115.96 | 8.1808 | 1.4808 | 19.0153 | 30.9229 | 84.4054 | 117.715 | 8.1808 | 1.4808 | 19.0153 | 30.9229 | 84.4054 | 116.328 | 8.1808 | 1.4808 | 19.0153
U | d243t | 30.9229 | 82.776 | 115.487 | 8.1767 | 1.4808 | 19.0153 | 30.9229 | 84.4054 | 117.715 | 8.1808 | 1.4808 | 19.0153 | 30.9229 | 84.4054 | 116.055 | 8.1808 | 1.4808 | 19.0153
U | d243u | 30.9229 | 80.358 | 114.169 | 7.9211 | 1.4808 | 19.0153 | 30.9229 | 84.3158 | 115.385 | 8.1808 | 1.4808 | 19.0153 | 30.9229 | 84.4054 | 115.521 | 8.1808 | 1.4808 | 19.0153
U | d243v | 30.6112 | 78.264 | 112.224 | 7.8502 | 1.4808 | 19.0153 | 30.9229 | 84.3029 | 113.459 | 8.1808 | 1.4808 | 19.0153 | 30.9229 | 84.4054 | 114.985 | 8.1808 | 1.4808 | 19.0153
U | d243x | 30.2922 | 75.7155 | 108.965 | 7.8226 | 1.4808 | 19.0153 | 30.9229 | 84.2971 | 111.493 | 8.1808 | 1.4808 | 19.0153 | 30.9229 | 84.4054 | 114.576 | 8.1808 | 1.4808 | 19.0153
U | d243y | 30.0247 | 72.023 | 104.374 | 7.8075 | 1.4808 | 19.0153 | 30.9229 | 84.2936 | 109.094 | 8.1808 | 1.4808 | 19.0153 | 30.9229 | 84.4054 | 114.734 | 8.1808 | 1.4808 | 19.0153
U | d244a | 29.8588 | 70.2722 | 101.838 | 7.803 | 1.4808 | 19.0153 | 30.9229 | 84.2915 | 107.984 | 8.1808 | 1.4808 | 19.0153 | 30.9229 | 84.4054 | 114.626 | 8.1808 | 1.4808 | 19.0153
U | d244b | 29.8154 | 70.6156 | 102.733 | 7.8013 | 1.4808 | 19.0153 | 30.9229 | 84.2912 | 108.729 | 8.1808 | 1.4808 | 19.0153 | 30.9229 | 84.4054 | 114.757 | 8.1808 | 1.4808 | 19.0153
U | d244c | 29.7821 | 70.909 | 103.135 | 7.8006 | 1.4808 | 19.0153 | 30.9229 | 84.2912 | 109.233 | 8.1808 | 1.4808 | 19.0153 | 30.9229 | 84.4054 | 114.868 | 8.1808 | 1.4808 | 19.0153
U | d244d | 29.7986 | 71.212 | 103.378 | 7.8008 | 1.4808 | 19.0153 | 30.9229 | 84.2908 | 109.152 | 8.1808 | 1.4808 | 19.0153 | 30.9229 | 84.4054 | 114.957 | 8.1808 | 1.4808 | 19.0153
U | d244e | 29.9619 | 72.4556 | 104.896 | 7.8049 | 1.4808 | 19.0153 | 30.9229 | 84.2901 | 108.84 | 8.1808 | 1.4808 | 19.0153 | 30.9229 | 84.4054 | 115.405 | 8.1808 | 1.4808 | 19.0153
U | d244f | 30.4796 | 77.9264 | 110.6 | 7.8191 | 1.4808 | 19.0153 | 30.9229 | 84.2912 | 109.55 | 8.1808 | 1.4808 | 19.0153 | 30.9229 | 84.4054 | 116.42 | 8.1808 | 1.4808 | 19.0153
U | d244g | 30.9229 | 83.3099 | 115.185 | 7.9786 | 1.4808 | 19.0153 | 30.9229 | 84.2969 | 112.498 | 8.1808 | 1.4808 | 19.0153 | 30.9229 | 84.4054 | 117.715 | 8.1808 | 1.4808 | 19.0153
U | d244h | 30.9229 | 84.027 | 116.315 | 8.1187 | 1.4808 | 19.0153 | 30.9229 | 84.3028 | 114.759 | 8.1808 | 1.4808 | 19.0153 | 30.9229 | 84.4054 | 117.715 | 8.1808 | 1.4808 | 19.0153
U | d244i | 30.9229 | 84.0203 | 116.009 | 8.1428 | 1.4808 | 19.0153 | 30.9229 | 84.3035 | 114.895 | 8.1808 | 1.4808 | 19.0153 | 30.9229 | 84.4054 | 117.715 | 8.1808 | 1.4808 | 19.0153
U | d244j | 30.9229 | 84.0564 | 116.129 | 8.1808 | 1.4808 | 19.0153 | 30.9229 | 84.3053 | 115.223 | 8.1808 | 1.4808 | 19.0153 | 30.9229 | 84.4054 | 117.715 | 8.1808 | 1.4808 | 19.0153
U | d244k | 30.9229 | 84.0171 | 115.825 | 8.1716 | 1.4808 | 19.0153 | 30.9229 | 84.3017 | 114.499 | 8.1808 | 1.4808 | 19.0153 | 30.9229 | 84.4054 | 117.715 | 8.1808 | 1.4808 | 19.0153
U | d244l | 30.9229 | 84.0501 | 116.007 | 8.1808 | 1.4808 | 19.0153 | 30.9229 | 84.3031 | 114.913 | 8.1808 | 1.4808 | 19.0153 | 30.9229 | 84.4054 | 117.715 | 8.1808 | 1.4808 | 19.0153
U | d244m | 30.9229 | 84.0592 | 116.084 | 8.1808 | 1.4808 | 19.0153 | 30.9229 | 84.303 | 114.922 | 8.1808 | 1.4808 | 19.0153 | 30.9229 | 84.4054 | 117.715 | 8.1808 | 1.4808 | 19.0153
U | d244n | 30.9229 | 84.0806 | 116.14 | 8.1808 | 1.4808 | 19.0153 | 30.9229 | 84.3031 | 115.002 | 8.1808 | 1.4808 | 19.0153 | 30.9229 | 84.4054 | 117.715 | 8.1808 | 1.4808 | 19.0153
U | d244o | 30.9229 | 84.0671 | 116.094 | 8.1808 | 1.4808 | 19.0153 | 30.9229 | 84.302 | 114.666 | 8.1808 | 1.4808 | 19.0153 | 30.9229 | 84.4054 | 117.715 | 8.1808 | 1.4808 | 19.0153
U | d244p | 30.9229 | 84.2203 | 116.294 | 8.1808 | 1.4808 | 19.0153 | 30.9229 | 84.3032 | 115.04 | 8.1808 | 1.4808 | 19.0153 | 30.9229 | 84.4054 | 117.715 | 8.1808 | 1.4808 | 19.0153
U | d244q | 30.9229 | 84.4054 | 117.427 | 8.1808 | 1.4808 | 19.0153 | 30.9229 | 84.3073 | 115.704 | 8.1808 | 1.4808 | 19.0153 | 30.9229 | 84.4054 | 117.715 | 8.1808 | 1.4808 | 19.0153
U | d244r | 30.9229 | 84.4054 | 117.715 | 8.1808 | 1.4808 | 19.0153 | 30.9229 | 84.3148 | 116.155 | 8.1808 | 1.4808 | 19.0153 | 30.9229 | 84.4054 | 117.715 | 8.1808 | 1.4808 | 19.0153
U | d244s | 30.9229 | 84.0899 | 116.215 | 8.1808 | 1.4808 | 19.0153 | 30.9229 | 84.3014 | 114.871 | 8.1808 | 1.4808 | 19.0153 | 30.9229 | 84.4054 | 117.715 | 8.1808 | 1.4808 | 19.0153
U | d244t | 30.9229 | 83.9117 | 115.499 | 8.1808 | 1.4808 | 19.0153 | 30.9229 | 84.2968 | 113.759 | 8.1808 | 1.4808 | 19.0153 | 30.9229 | 84.4054 | 117.715 | 8.1808 | 1.4808 | 19.0153
U | d244u | 30.9229 | 82.0696 | 113.89 | 7.9825 | 1.4808 | 19.0153 | 30.9229 | 84.292 | 111.61 | 8.1808 | 1.4808 | 19.0153 | 30.9229 | 84.4054 | 116.976 | 8.1808 | 1.4808 | 19.0153
U | d244v | 30.699 | 77.8388 | 109.559 | 7.8534 | 1.4808 | 19.0153 | 30.9229 | 84.2858 | 107.601 | 8.1808 | 1.4808 | 19.0153 | 30.9229 | 84.4054 | 116.411 | 8.1808 | 1.4808 | 19.0153
U | d244x | 30.4978 | 76.2036 | 107.894 | 7.8285 | 1.4808 | 19.0153 | 30.9229 | 84.2833 | 105.881 | 8.1808 | 1.4808 | 19.0153 | 30.9229 | 84.4054 | 116.051 | 8.1808 | 1.4808 | 19.0153
U | d244y | 29.8997 | 69.3233 | 98.6726 | 7.8065 | 1.4808 | 19.0153 | 30.9229 | 84.2811 | 102.426 | 8.1808 | 1.4808 | 19.0153 | 30.9229 | 84.4054 | 115.759 | 8.1808 | 1.4808 | 19.0153
U | d245a | 29.7448 | 68.2509 | 97.2493 | 7.8026 | 1.4808 | 19.0153 | 30.9229 | 84.2801 | 101.606 | 8.1808 | 1.4808 | 19.0153 | 30.9229 | 84.4054 | 115.722 | 8.1808 | 1.4808 | 19.0153
U | d245b | 29.6786 | 68.075 | 97.4239 | 7.8011 | 1.4808 | 19.0153 | 30.9229 | 84.2805 | 103.148 | 8.1808 | 1.4808 | 19.0153 | 30.9229 | 84.4054 | 115.905 | 8.1808 | 1.4808 | 19.0153
U | d245c | 29.6301 | 67.7021 | 97.1783 | 7.7996 | 1.4808 | 19.0153 | 30.9229 | 84.2807 | 103.748 | 8.1808 | 1.4808 | 19.0153 | 30.9229 | 84.4054 | 115.976 | 8.1808 | 1.4808 | 19.0153
U | d245d | 29.5967 | 67.3015 | 96.4782 | 7.7976 | 1.4808 | 19.0153 | 30.9229 | 84.2806 | 103.6 | 8.1808 | 1.4808 | 19.0153 | 30.9229 | 84.4054 | 115.987 | 8.1808 | 1.4808 | 19.0153
U | d245e | 29.6888 | 68.0879 | 97.2899 | 7.7991 | 1.4808 | 19.0153 | 30.9229 | 84.2805 | 103.487 | 8.1808 | 1.4808 | 19.0153 | 30.9229 | 84.4054 | 116.205 | 8.1808 | 1.4808 | 19.0153
U | d245f | 30.0869 | 72.8302 | 101.911 | 7.8048 | 1.4808 | 19.0153 | 30.9229 | 84.2812 | 103.756 | 8.1808 | 1.4808 | 19.0153 | 30.9229 | 84.4054 | 116.852 | 8.1808 | 1.4808 | 19.0153
U | d245g | 30.5921 | 77.1913 | 107.765 | 7.8159 | 1.4808 | 19.0153 | 30.9229 | 84.2847 | 107.759 | 8.1808 | 1.4808 | 19.0153 | 30.9229 | 84.4054 | 117.715 | 8.1808 | 1.4808 | 19.0153
U | d245h | 30.9229 | 80.6995 | 112.692 | 7.8207 | 1.4808 | 19.0153 | 30.9229 | 84.291 | 112.229 | 8.1808 | 1.4808 | 19.0153 | 30.9229 | 84.4054 | 117.715 | 8.1808 | 1.4808 | 19.0153
U | d245i | 30.9229 | 79.8536 | 111.674 | 7.8244 | 1.4808 | 19.0153 | 30.9229 | 84.2933 | 113.123 | 8.1808 | 1.4808 | 19.0153 | 30.9229 | 84.4054 | 117.715 | 8.1808 | 1.4808 | 19.0153
U | d245j | 30.8761 | 74.6389 | 102.899 | 7.8182 | 1.4808 | 19.0153 | 30.9229 | 84.2898 | 111.039 | 8.1808 | 1.4808 | 19.0153 | 30.9229 | 84.4054 | 117.715 | 8.1808 | 1.4808 | 19.0153
U | d245k | 30.8885 | 72.388 | 96.5376 | 7.8122 | 1.4808 | 19.0153 | 30.9229 | 84.2884 | 110.327 | 8.1808 | 1.4808 | 19.0153 | 30.9229 | 84.4054 | 117.715 | 8.1808 | 1.4808 | 19.0153
U | d245l | 30.9229 | 70.912 | 93.5354 | 7.8134 | 1.4808 | 19.0153 | 30.9229 | 84.2879 | 110.26 | 8.1808 | 1.4808 | 19.0153 | 30.9229 | 84.4054 | 117.715 | 8.1808 | 1.4808 | 19.0153
U | d245m | 30.9229 | 72.203 | 96.1934 | 7.8159 | 1.4808 | 19.0153 | 30.9229 | 84.2895 | 111.404 | 8.1808 | 1.4808 | 19.0153 | 30.9229 | 84.4054 | 117.715 | 8.1808 | 1.4808 | 19.0153
U | d245n | 30.9157 | 69.0319 | 91.4109 | 7.811 | 1.4808 | 19.0153 | 30.9229 | 84.2885 | 110.671 | 8.1808 | 1.4808 | 19.0153 | 30.9229 | 84.4054 | 117.715 | 8.1808 | 1.4808 | 19.0153
U | d245o | 30.8137 | 68.8311 | 92.6177 | 7.8096 | 1.4808 | 19.0153 | 30.9229 | 84.2878 | 110.249 | 8.1808 | 1.4808 | 19.0153 | 30.9229 | 84.4054 | 117.715 | 8.1808 | 1.4808 | 19.0153
U | d245p | 30.9229 | 72.4152 | 101.724 | 7.814 | 1.4808 | 19.0153 | 30.9229 | 84.2902 | 111.767 | 8.1808 | 1.4808 | 19.0153 | 30.9229 | 84.4054 | 117.715 | 8.1808 | 1.4808 | 19.0153
U | d245q | 30.9229 | 75.5522 | 108.148 | 7.8167 | 1.4808 | 19.0153 | 30.9229 | 84.2919 | 112.52 | 8.1808 | 1.4808 | 19.0153 | 30.9229 | 84.4054 | 117.715 | 8.1808 | 1.4808 | 19.0153
U | d245r | 30.9229 | 76.0056 | 110.934 | 7.8208 | 1.4808 | 19.0153 | 30.9229 | 84.294 | 113.375 | 8.1808 | 1.4808 | 19.0153 | 30.9229 | 84.4054 | 117.715 | 8.1808 | 1.4808 | 19.0153
U | d245s | 30.6794 | 70.8839 | 107.422 | 7.8128 | 1.4808 | 19.0153 | 30.9229 | 84.2916 | 112.353 | 8.1808 | 1.4808 | 19.0153 | 30.9229 | 84.4054 | 117.715 | 8.1808 | 1.4808 | 19.0153
U | d245t | 30.1206 | 63.3254 | 99.3016 | 7.8076 | 1.4808 | 19.0153 | 30.9229 | 84.2871 | 109.67 | 8.1808 | 1.4808 | 19.0153 | 30.9229 | 84.4054 | 117.174 | 8.1808 | 1.4808 | 19.0153
U | d245u | 29.9672 | 61.0242 | 97.4168 | 7.8057 | 1.4808 | 19.0153 | 30.9229 | 84.2863 | 109.066 | 8.1808 | 1.4808 | 19.0153 | 30.9229 | 84.4054 | 116.799 | 8.1808 | 1.4808 | 19.0153
U | d245v | 29.4408 | 56.9633 | 92.7307 | 7.8001 | 1.4808 | 19.0153 | 30.9229 | 84.284 | 106.767 | 8.1808 | 1.4808 | 19.0153 | 30.9229 | 84.4054 | 116.373 | 8.1808 | 1.4808 | 19.0153
U | d245x | 29.0152 | 54.7857 | 88.7179 | 7.796 | 1.4808 | 19.0153 | 30.9229 | 84.2817 | 103.946 | 8.1808 | 1.4808 | 19.0153 | 30.9229 | 84.4054 | 116.079 | 8.1808 | 1.4808 | 19.0153
U | d245y | 28.7071 | 52.0157 | 85.7233 | 7.7937 | 1.4808 | 19.0153 | 30.9229 | 84.2822 | 104.051 | 8.1808 | 1.4808 | 19.0153 | 30.9229 | 84.4054 | 115.994 | 8.1808 | 1.4808 | 19.0153
U | d246a | 28.5212 | 50.5624 | 85.0303 | 7.7927 | 1.4808 | 19.0153 | 30.9229 | 84.2819 | 104.056 | 8.1808 | 1.4808 | 19.0153 | 30.9229 | 84.4054 | 115.981 | 8.1808 | 1.4808 | 19.0153
U | d246b | 28.5743 | 50.7503 | 86.159 | 7.7928 | 1.4808 | 19.0153 | 30.9229 | 84.283 | 105.804 | 8.1808 | 1.4808 | 19.0153 | 30.9229 | 84.4054 | 116.047 | 8.1808 | 1.4808 | 19.0153
U | d246c | 28.403 | 49.8086 | 86.2624 | 7.7925 | 1.4808 | 19.0153 | 30.9229 | 84.284 | 106.814 | 8.1808 | 1.4808 | 19.0153 | 30.9229 | 84.4054 | 116.076 | 8.1808 | 1.4808 | 19.0153
U | d246d | 28.1326 | 49.3008 | 85.9386 | 7.7923 | 1.4808 | 19.0153 | 30.9229 | 84.285 | 107.497 | 8.1808 | 1.4808 | 19.0153 | 30.9229 | 84.4054 | 116.076 | 8.1808 | 1.4808 | 19.0153
U | d246e | 27.951 | 48.6132 | 86.2588 | 7.7919 | 1.4808 | 19.0153 | 30.9229 | 84.2881 | 109.923 | 8.1808 | 1.4808 | 19.0153 | 30.9229 | 84.4054 | 116.197 | 8.1808 | 1.4808 | 19.0153
U | d246f | 28.0735 | 48.7141 | 85.9605 | 7.7931 | 1.4808 | 19.0153 | 30.9229 | 84.2976 | 113.153 | 8.1808 | 1.4808 | 19.0153 | 30.9229 | 84.4054 | 116.571 | 8.1808 | 1.4808 | 19.0153
U | d246g | 28.5317 | 51.4996 | 89.2901 | 7.7957 | 1.4808 | 19.0153 | 30.9229 | 84.3258 | 115.756 | 8.1808 | 1.4808 | 19.0153 | 30.9229 | 84.4054 | 117.027 | 8.1808 | 1.4808 | 19.0153
U | d246h | 29.5385 | 61.8214 | 103.388 | 7.8006 | 1.4808 | 19.0153 | 30.9229 | 84.4054 | 117.348 | 8.1808 | 1.4808 | 19.0153 | 30.9229 | 84.4054 | 117.715 | 8.1808 | 1.4808 | 19.0153
U | d246i | 29.0865 | 58.6509 | 96.1063 | 7.7978 | 1.4808 | 19.0153 | 30.9229 | 84.4054 | 117.325 | 8.1808 | 1.4808 | 19.0153 | 30.9229 | 84.4054 | 117.715 | 8.1808 | 1.4808 | 19.0153
U | d246j | 29.3978 | 59.323 | 93.7083 | 7.8013 | 1.4808 | 19.0153 | 30.9229 | 84.4054 | 117.332 | 8.1808 | 1.4808 | 19.0153 | 30.9229 | 84.4054 | 117.715 | 8.1808 | 1.4808 | 19.0153
U | d246k | 29.5233 | 60.367 | 93.9507 | 7.8017 | 1.4808 | 19.0153 | 30.9229 | 84.4054 | 117.34 | 8.1808 | 1.4808 | 19.0153 | 30.9229 | 84.4054 | 117.715 | 8.1808 | 1.4808 | 19.0153
U | d246l | 29.6175 | 59.3353 | 94.8325 | 7.8028 | 1.4808 | 19.0153 | 30.9229 | 84.4054 | 117.344 | 8.1808 | 1.4808 | 19.0153 | 30.9229 | 84.4054 | 117.715 | 8.1808 | 1.4808 | 19.0153
U | d246m | 30.1554 | 62.0532 | 99.4943 | 7.8054 | 1.4808 | 19.0153 | 30.9229 | 84.4054 | 117.364 | 8.1808 | 1.4808 | 19.0153 | 30.9229 | 84.4054 | 117.715 | 8.1808 | 1.4808 | 19.0153
U | d246n | 30.3373 | 64.5067 | 103.065 | 7.8071 | 1.4808 | 19.0153 | 30.9229 | 84.4054 | 117.373 | 8.1808 | 1.4808 | 19.0153 | 30.9229 | 84.4054 | 117.715 | 8.1808 | 1.4808 | 19.0153
U | d246o | 30.3832 | 67.0082 | 106.696 | 7.8079 | 1.4808 | 19.0153 | 30.9229 | 84.4054 | 117.393 | 8.1808 | 1.4808 | 19.0153 | 30.9229 | 84.4054 | 117.715 | 8.1808 | 1.4808 | 19.0153
U | d246p | 30.6753 | 70.9829 | 110.698 | 7.8135 | 1.4808 | 19.0153 | 30.9229 | 84.4054 | 117.7 | 8.1808 | 1.4808 | 19.0153 | 30.9229 | 84.4054 | 117.715 | 8.1808 | 1.4808 | 19.0153
U | d246q | 30.7481 | 74.6029 | 113.996 | 7.821 | 1.4808 | 19.0153 | 30.9229 | 84.4054 | 117.715 | 8.1808 | 1.4808 | 19.0153 | 30.9229 | 84.4054 | 117.715 | 8.1808 | 1.4808 | 19.0153
U | d246r | 30.8679 | 77.8067 | 116.26 | 7.8304 | 1.4808 | 19.0153 | 30.9229 | 84.4054 | 117.715 | 8.1808 | 1.4808 | 19.0153 | 30.9229 | 84.4054 | 117.715 | 8.1808 | 1.4808 | 19.0153
U | d246s | 30.1843 | 71.3558 | 112.301 | 7.8149 | 1.4808 | 19.0153 | 30.9229 | 84.4054 | 117.384 | 8.1808 | 1.4808 | 19.0153 | 30.9229 | 84.4054 | 117.715 | 8.1808 | 1.4808 | 19.0153
U | d246t | 29.7843 | 67.7811 | 109.144 | 7.8122 | 1.4808 | 19.0153 | 30.9229 | 84.4054 | 117.3 | 8.1808 | 1.4808 | 19.0153 | 30.9229 | 84.4054 | 117.715 | 8.1808 | 1.4808 | 19.0153
U | d246u | 28.4305 | 62.492 | 102.899 | 7.8034 | 1.4808 | 19.0153 | 30.9229 | 84.3263 | 116.317 | 8.1808 | 1.4808 | 19.0153 | 30.9229 | 84.4054 | 117.072 | 8.1808 | 1.4808 | 19.0153
U | d246v | 27.6148 | 58.8832 | 97.3182 | 7.7956 | 1.4808 | 19.0153 | 30.9229 | 84.3163 | 114.905 | 8.1808 | 1.4808 | 19.0153 | 30.9229 | 84.4054 | 116.735 | 8.1808 | 1.4808 | 19.0153
U | d246x | 27.3711 | 56.6058 | 93.3566 | 7.7917 | 1.4808 | 19.0153 | 30.9229 | 84.2998 | 113.205 | 8.1808 | 1.4808 | 19.0153 | 30.9229 | 84.4054 | 116.396 | 8.1808 | 1.4808 | 19.0153
U | d246y | 26.9841 | 53.7479 | 90.1176 | 7.7893 | 1.4808 | 19.0153 | 30.9229 | 84.2943 | 111.559 | 8.1808 | 1.4808 | 19.0153 | 30.9229 | 84.4054 | 116.296 | 8.1808 | 1.4808 | 19.0153
U | d247a | 26.6837 | 52.9727 | 89.1629 | 7.7876 | 1.4808 | 19.0153 | 30.9229 | 84.2936 | 111.372 | 8.1808 | 1.4808 | 19.0153 | 30.9229 | 84.4054 | 116.293 | 8.1808 | 1.4808 | 19.0153
U | d247b | 26.5184 | 52.6672 | 88.1595 | 7.7868 | 1.4808 | 19.0153 | 30.9229 | 84.294 | 111.719 | 8.1808 | 1.4808 | 19.0153 | 30.9229 | 84.4054 | 116.326 | 8.1808 | 1.4808 | 19.0153
U | d247c | 26.5208 | 53.3166 | 88.2022 | 7.7868 | 1.4808 | 19.0153 | 30.9229 | 84.2949 | 112.244 | 8.1808 | 1.4808 | 19.0153 | 30.9229 | 84.4054 | 116.364 | 8.1808 | 1.4808 | 19.0153
U | d247d | 26.6571 | 53.2024 | 87.105 | 7.7867 | 1.4808 | 19.0153 | 30.9229 | 84.2954 | 112.529 | 8.1808 | 1.4808 | 19.0153 | 30.9229 | 84.4054 | 116.371 | 8.1808 | 1.4808 | 19.0153
U | d247e | 27.0044 | 52.4476 | 86.3737 | 7.7872 | 1.4808 | 19.0153 | 30.9229 | 84.2996 | 113.829 | 8.1808 | 1.4808 | 19.0153 | 30.9229 | 84.4054 | 116.495 | 8.1808 | 1.4808 | 19.0153
U | d247f | 27.8237 | 53.4149 | 87.8055 | 7.7911 | 1.4808 | 19.0153 | 30.9229 | 84.3245 | 116.309 | 8.1808 | 1.4808 | 19.0153 | 30.9229 | 84.4054 | 117.031 | 8.1808 | 1.4808 | 19.0153
U | d247g | 29.8088 | 60.4005 | 97.4322 | 7.8006 | 1.4808 | 19.0153 | 30.9229 | 84.4054 | 117.715 | 8.1808 | 1.4808 | 19.0153 | 30.9229 | 84.4054 | 117.715 | 8.1808 | 1.4808 | 19.0153
U | d247h | 30.5916 | 66.0992 | 104.957 | 7.8073 | 1.4808 | 19.0153 | 30.9229 | 84.4054 | 117.715 | 8.1808 | 1.4808 | 19.0153 | 30.9229 | 84.4054 | 117.715 | 8.1808 | 1.4808 | 19.0153
U | d247i | 30.9229 | 64.3021 | 100.741 | 7.8111 | 1.4808 | 19.0153 | 30.9229 | 84.4054 | 117.715 | 8.1808 | 1.4808 | 19.0153 | 30.9229 | 84.4054 | 117.715 | 8.1808 | 1.4808 | 19.0153
U | d247j | 30.9229 | 62.1899 | 95.1852 | 7.817 | 1.4808 | 19.0153 | 30.9229 | 84.4054 | 117.715 | 8.1808 | 1.4808 | 19.0153 | 30.9229 | 84.4054 | 117.715 | 8.1808 | 1.4808 | 19.0153
U | d247k | 30.9229 | 58.8433 | 89.5792 | 7.8192 | 1.4808 | 19.0153 | 30.9229 | 84.4054 | 117.715 | 8.1808 | 1.4808 | 19.0153 | 30.9229 | 84.4054 | 117.715 | 8.1808 | 1.4808 | 19.0153
U | d247l | 30.9229 | 58.5368 | 90.2619 | 7.8223 | 1.4808 | 19.0153 | 30.9229 | 84.4054 | 117.715 | 8.1808 | 1.4808 | 19.0153 | 30.9229 | 84.4054 | 117.715 | 8.1808 | 1.4808 | 19.0153
U | d247m | 30.9229 | 57.9649 | 91.8022 | 7.8198 | 1.4808 | 19.0153 | 30.9229 | 84.4054 | 117.715 | 8.1808 | 1.4808 | 19.0153 | 30.9229 | 84.4054 | 117.715 | 8.1808 | 1.4808 | 19.0153
U | d247n | 30.9229 | 61.2724 | 97.1492 | 7.8302 | 1.4808 | 19.0153 | 30.9229 | 84.4054 | 117.715 | 8.1808 | 1.4808 | 19.0153 | 30.9229 | 84.4054 | 117.715 | 8.1808 | 1.4808 | 19.0153
U | d247o | 30.9229 | 63.2557 | 104.638 | 7.8241 | 1.4808 | 19.0153 | 30.9229 | 84.4054 | 117.715 | 8.1808 | 1.4808 | 19.0153 | 30.9229 | 84.4054 | 117.715 | 8.1808 | 1.4808 | 19.0153
U | d247p | 30.9229 | 66.3442 | 106.295 | 7.8361 | 1.4808 | 19.0153 | 30.9229 | 84.4054 | 117.715 | 8.1808 | 1.4808 | 19.0153 | 30.9229 | 84.4054 | 117.715 | 8.1808 | 1.4808 | 19.0153
U | d247q | 30.9229 | 71.5012 | 112.093 | 7.8528 | 1.4808 | 19.0153 | 30.9229 | 84.4054 | 117.715 | 8.1808 | 1.4808 | 19.0153 | 30.9229 | 84.4054 | 117.715 | 8.1808 | 1.4808 | 19.0153
U | d247r | 30.9229 | 64.8667 | 108.235 | 7.8208 | 1.4808 | 19.0153 | 30.9229 | 84.4054 | 117.715 | 8.1808 | 1.4808 | 19.0153 | 30.9229 | 84.4054 | 117.715 | 8.1808 | 1.4808 | 19.0153
U | d247s | 30.8523 | 63.5611 | 108.393 | 7.8192 | 1.4808 | 19.0153 | 30.9229 | 84.4054 | 117.715 | 8.1808 | 1.4808 | 19.0153 | 30.9229 | 84.4054 | 117.715 | 8.1808 | 1.4808 | 19.0153
U | d247t | 30.4825 | 59.3304 | 104.4 | 7.8169 | 1.4808 | 19.0153 | 30.9229 | 84.4054 | 117.715 | 8.1808 | 1.4808 | 19.0153 | 30.9229 | 84.4054 | 117.715 | 8.1808 | 1.4808 | 19.0153
U | d247u | 29.3687 | 54.2683 | 97.6749 | 7.8071 | 1.4808 | 19.0153 | 30.9229 | 84.3343 | 116.501 | 8.1808 | 1.4808 | 19.0153 | 30.9229 | 84.4054 | 117.202 | 8.1808 | 1.4808 | 19.0153
U | d247v | 28.3363 | 50.165 | 91.9057 | 7.7985 | 1.4808 | 19.0153 | 30.9229 | 84.3265 | 115.255 | 8.1808 | 1.4808 | 19.0153 | 30.9229 | 84.4054 | 117.004 | 8.1808 | 1.4808 | 19.0153
U | d247x | 27.5836 | 47.179 | 86.8961 | 7.793 | 1.4808 | 19.0153 | 30.9229 | 84.301 | 113.178 | 8.1808 | 1.4808 | 19.0153 | 30.9229 | 84.4054 | 116.523 | 8.1808 | 1.4808 | 19.0153
U | d247y | 26.9866 | 44.5256 | 84.8727 | 7.7896 | 1.4808 | 19.0153 | 30.9229 | 84.2966 | 111.875 | 8.1808 | 1.4808 | 19.0153 | 30.9229 | 84.4054 | 116.423 | 8.1808 | 1.4808 | 19.0153
U | d248a | 26.8607 | 44.2668 | 85.4803 | 7.7887 | 1.4808 | 19.0153 | 30.9229 | 84.2965 | 111.862 | 8.1808 | 1.4808 | 19.0153 | 30.9229 | 84.4054 | 116.449 | 8.1808 | 1.4808 | 19.0153
U | d248b | 26.2071 | 42.2628 | 83.629 | 7.7871 | 1.4808 | 19.0153 | 30.9229 | 84.2962 | 111.714 | 8.1808 | 1.4808 | 19.0153 | 30.9229 | 84.4054 | 116.453 | 8.1808 | 1.4808 | 19.0153
U | d248c | 25.7857 | 42.6734 | 84.2327 | 7.7866 | 1.4808 | 19.0153 | 30.9229 | 84.297 | 112.085 | 8.1808 | 1.4808 | 19.0153 | 30.9229 | 84.4054 | 116.507 | 8.1808 | 1.4808 | 19.0153
U | d248d | 25.7517 | 44.5879 | 87.5662 | 7.7869 | 1.4808 | 19.0153 | 30.9229 | 84.3003 | 112.994 | 8.1808 | 1.4808 | 19.0153 | 30.9229 | 84.4054 | 116.652 | 8.1808 | 1.4808 | 19.0153
U | d248e | 25.3394 | 44.6917 | 87.8792 | 7.7885 | 1.4808 | 19.0153 | 30.9229 | 84.3022 | 113.268 | 8.1808 | 1.4808 | 19.0153 | 30.9229 | 84.4054 | 116.647 | 8.1808 | 1.4808 | 19.0153
U | d248f | 26.5998 | 51.5107 | 95.5383 | 7.7951 | 1.4808 | 19.0153 | 30.9229 | 84.33 | 115.718 | 8.1808 | 1.4808 | 19.0153 | 30.9229 | 84.4054 | 117.117 | 8.1808 | 1.4808 | 19.0153
U | d248g | 29.1892 | 56.6599 | 102.628 | 7.8079 | 1.4808 | 19.0153 | 30.9229 | 84.4054 | 117.17 | 8.1808 | 1.4808 | 19.0153 | 30.9229 | 84.4054 | 117.715 | 8.1808 | 1.4808 | 19.0153
U | d248h | 29.9968 | 59.7035 | 106.75 | 7.8135 | 1.4808 | 19.0153 | 30.9229 | 84.4054 | 117.715 | 8.1808 | 1.4808 | 19.0153 | 30.9229 | 84.4054 | 117.715 | 8.1808 | 1.4808 | 19.0153
U | d248i | 30.3214 | 60.3488 | 107.59 | 7.8195 | 1.4808 | 19.0153 | 30.9229 | 84.4054 | 117.715 | 8.1808 | 1.4808 | 19.0153 | 30.9229 | 84.4054 | 117.715 | 8.1808 | 1.4808 | 19.0153
U | d248j | 30.6813 | 62.8309 | 108.654 | 7.8313 | 1.4808 | 19.0153 | 30.9229 | 84.4054 | 117.715 | 8.1808 | 1.4808 | 19.0153 | 30.9229 | 84.4054 | 117.715 | 8.1808 | 1.4808 | 19.0153
U | d248k | 30.4385 | 58.9644 | 104.886 | 7.8228 | 1.4808 | 19.0153 | 30.9229 | 84.4054 | 117.715 | 8.1808 | 1.4808 | 19.0153 | 30.9229 | 84.4054 | 117.715 | 8.1808 | 1.4808 | 19.0153
U | d248l | 30.5821 | 61.9849 | 109.664 | 7.8272 | 1.4808 | 19.0153 | 30.9229 | 84.4054 | 117.715 | 8.1808 | 1.4808 | 19.0153 | 30.9229 | 84.4054 | 117.715 | 8.1808 | 1.4808 | 19.0153
U | d248m | 30.8272 | 64.526 | 111.985 | 7.835 | 1.4808 | 19.0153 | 30.9229 | 84.4054 | 117.715 | 8.1808 | 1.4808 | 19.0153 | 30.9229 | 84.4054 | 117.715 | 8.1808 | 1.4808 | 19.0153
U | d248n | 30.876 | 65.1736 | 112.237 | 7.8385 | 1.4808 | 19.0153 | 30.9229 | 84.4054 | 117.715 | 8.1808 | 1.4808 | 19.0153 | 30.9229 | 84.4054 | 117.715 | 8.1808 | 1.4808 | 19.0153
U | d248o | 30.8927 | 66.6733 | 111.604 | 7.8393 | 1.4808 | 19.0153 | 30.9229 | 84.4054 | 117.715 | 8.1808 | 1.4808 | 19.0153 | 30.9229 | 84.4054 | 117.715 | 8.1808 | 1.4808 | 19.0153
U | d248p | 30.7277 | 66.5755 | 111.862 | 7.8293 | 1.4808 | 19.0153 | 30.9229 | 84.4054 | 117.715 | 8.1808 | 1.4808 | 19.0153 | 30.9229 | 84.4054 | 117.715 | 8.1808 | 1.4808 | 19.0153
U | d248q | 30.5519 | 67.6394 | 113.412 | 7.8259 | 1.4808 | 19.0153 | 30.9229 | 84.4054 | 117.715 | 8.1808 | 1.4808 | 19.0153 | 30.9229 | 84.4054 | 117.715 | 8.1808 | 1.4808 | 19.0153
U | d248r | 30.3082 | 67.1439 | 113.109 | 7.8218 | 1.4808 | 19.0153 | 30.9229 | 84.4054 | 117.715 | 8.1808 | 1.4808 | 19.0153 | 30.9229 | 84.4054 | 117.715 | 8.1808 | 1.4808 | 19.0153
U | d248s | 29.8004 | 63.0974 | 110.536 | 7.8146 | 1.4808 | 19.0153 | 30.9229 | 84.4054 | 117.715 | 8.1808 | 1.4808 | 19.0153 | 30.9229 | 84.4054 | 117.715 | 8.1808 | 1.4808 | 19.0153
U | d248t | 29.6109 | 61.2958 | 108.959 | 7.8137 | 1.4808 | 19.0153 | 30.9229 | 84.4054 | 117.715 | 8.1808 | 1.4808 | 19.0153 | 30.9229 | 84.4054 | 117.715 | 8.1808 | 1.4808 | 19.0153
U | d248u | 26.9643 | 54.3932 | 101.047 | 7.8041 | 1.4808 | 19.0153 | 30.9229 | 84.3311 | 116.336 | 8.1808 | 1.4808 | 19.0153 | 30.9229 | 84.4054 | 116.895 | 8.1808 | 1.4808 | 19.0153
U | d248v | 25.606 | 53.5772 | 99.0261 | 7.7979 | 1.4808 | 19.0153 | 30.9229 | 84.3253 | 115.576 | 8.1808 | 1.4808 | 19.0153 | 30.9229 | 84.4054 | 116.695 | 8.1808 | 1.4808 | 19.0153
U | d248x | 23.8185 | 49.7264 | 92.1791 | 7.7904 | 1.4808 | 19.0153 | 30.9229 | 84.2998 | 113.415 | 8.1808 | 1.4808 | 19.0153 | 30.9229 | 84.4054 | 116.441 | 8.1808 | 1.4808 | 19.0153
U | d248y | 23.3351 | 49.5219 | 91.7836 | 7.7875 | 1.4808 | 19.0153 | 30.9229 | 84.2973 | 112.36 | 8.1808 | 1.4808 | 19.0153 | 30.9229 | 84.4054 | 116.372 | 8.1808 | 1.4808 | 19.0153
U | d249a | 22.9835 | 50.2622 | 92.2063 | 7.785 | 1.4808 | 19.0153 | 30.9229 | 84.2965 | 112.215 | 8.1808 | 1.4808 | 19.0153 | 30.9229 | 84.4054 | 116.363 | 8.1808 | 1.4808 | 19.0153
U | d249b | 22.8795 | 52.2965 | 93.8928 | 7.7843 | 1.4808 | 19.0153 | 30.9229 | 84.2973 | 112.801 | 8.1808 | 1.4808 | 19.0153 | 30.9229 | 84.4054 | 116.398 | 8.1808 | 1.4808 | 19.0153
U | d249c | 22.7862 | 54.5179 | 95.9887 | 7.7847 | 1.4808 | 19.0153 | 30.9229 | 84.2988 | 113.313 | 8.1808 | 1.4808 | 19.0153 | 30.9229 | 84.4054 | 116.42 | 8.1808 | 1.4808 | 19.0153
U | d249d | 22.7426 | 56.4165 | 97.0371 | 7.7851 | 1.4808 | 19.0153 | 30.9229 | 84.2995 | 113.498 | 8.1808 | 1.4808 | 19.0153 | 30.9229 | 84.4054 | 116.423 | 8.1808 | 1.4808 | 19.0153
U | d249e | 23.046 | 59.5347 | 100.271 | 7.7875 | 1.4808 | 19.0153 | 30.9229 | 84.3044 | 114.455 | 8.1808 | 1.4808 | 19.0153 | 30.9229 | 84.4054 | 116.413 | 8.1808 | 1.4808 | 19.0153
U | d249f | 24.8642 | 67.1839 | 107.215 | 7.7938 | 1.4808 | 19.0153 | 30.9229 | 84.3299 | 116.422 | 8.1808 | 1.4808 | 19.0153 | 30.9229 | 84.4054 | 116.426 | 8.1808 | 1.4808 | 19.0153
U | d249g | 27.4558 | 71.2532 | 111.049 | 7.8037 | 1.4808 | 19.0153 | 30.9229 | 84.4054 | 117.213 | 8.1808 | 1.4808 | 19.0153 | 30.9229 | 84.4054 | 116.502 | 8.1808 | 1.4808 | 19.0153
U | d249h | 29.1011 | 74.3012 | 113.243 | 7.8076 | 1.4808 | 19.0153 | 30.9229 | 84.4054 | 117.715 | 8.1808 | 1.4808 | 19.0153 | 30.9229 | 84.4054 | 116.731 | 8.1808 | 1.4808 | 19.0153
U | d249i | 29.6111 | 75.44 | 113.152 | 7.8098 | 1.4808 | 19.0153 | 30.9229 | 84.4054 | 117.715 | 8.1808 | 1.4808 | 19.0153 | 30.9229 | 84.4054 | 116.865 | 8.1808 | 1.4808 | 19.0153
U | d249j | 30.1656 | 77.3624 | 113.961 | 7.8171 | 1.4808 | 19.0153 | 30.9229 | 84.4054 | 117.715 | 8.1808 | 1.4808 | 19.0153 | 30.9229 | 84.4054 | 116.972 | 8.1808 | 1.4808 | 19.0153
U | d249k | 30.7039 | 79.1118 | 114.581 | 7.8196 | 1.4808 | 19.0153 | 30.9229 | 84.4054 | 117.715 | 8.1808 | 1.4808 | 19.0153 | 30.9229 | 84.4054 | 117.087 | 8.1808 | 1.4808 | 19.0153
U | d249l | 30.8149 | 79.5885 | 114.406 | 7.8188 | 1.4808 | 19.0153 | 30.9229 | 84.4054 | 117.715 | 8.1808 | 1.4808 | 19.0153 | 30.9229 | 84.4054 | 117.103 | 8.1808 | 1.4808 | 19.0153
U | d249m | 30.9229 | 81.2351 | 115.237 | 7.8368 | 1.4808 | 19.0153 | 30.9229 | 84.4054 | 117.715 | 8.1808 | 1.4808 | 19.0153 | 30.9229 | 84.4054 | 117.419 | 8.1808 | 1.4808 | 19.0153
U | d249n | 30.9229 | 81.5285 | 115.666 | 7.8442 | 1.4808 | 19.0153 | 30.9229 | 84.4054 | 117.715 | 8.1808 | 1.4808 | 19.0153 | 30.9229 | 84.4054 | 117.294 | 8.1808 | 1.4808 | 19.0153
U | d249o | 30.9229 | 81.6979 | 116.041 | 7.8375 | 1.4808 | 19.0153 | 30.9229 | 84.4054 | 117.715 | 8.1808 | 1.4808 | 19.0153 | 30.9229 | 84.4054 | 117.159 | 8.1808 | 1.4808 | 19.0153
U | d249p | 30.9229 | 82.2463 | 116.491 | 7.8408 | 1.4808 | 19.0153 | 30.9229 | 84.4054 | 117.715 | 8.1808 | 1.4808 | 19.0153 | 30.9229 | 84.4054 | 117.167 | 8.1808 | 1.4808 | 19.0153
U | d249q | 30.9229 | 82.8294 | 117.124 | 7.8488 | 1.4808 | 19.0153 | 30.9229 | 84.4054 | 117.715 | 8.1808 | 1.4808 | 19.0153 | 30.9229 | 84.4054 | 117.648 | 8.1808 | 1.4808 | 19.0153
U | d249r | 30.9229 | 81.5259 | 116.163 | 7.8264 | 1.4808 | 19.0153 | 30.9229 | 84.4054 | 117.715 | 8.1808 | 1.4808 | 19.0153 | 30.9229 | 84.4054 | 117.116 | 8.1808 | 1.4808 | 19.0153
U | d249s | 30.9229 | 81.3058 | 116.045 | 7.8228 | 1.4808 | 19.0153 | 30.9229 | 84.4054 | 117.715 | 8.1808 | 1.4808 | 19.0153 | 30.9229 | 84.4054 | 117.095 | 8.1808 | 1.4808 | 19.0153
U | d249t | 30.5856 | 77.9374 | 114.521 | 7.8176 | 1.4808 | 19.0153 | 30.9229 | 84.4054 | 117.632 | 8.1808 | 1.4808 | 19.0153 | 30.9229 | 84.4054 | 116.871 | 8.1808 | 1.4808 | 19.0153
U | d249u | 29.9665 | 74.658 | 111.904 | 7.811 | 1.4808 | 19.0153 | 30.9229 | 84.3277 | 116.291 | 8.1808 | 1.4808 | 19.0153 | 30.9229 | 84.4054 | 116.667 | 8.1808 | 1.4808 | 19.0153
U | d249v | 29.518 | 72.5263 | 109.174 | 7.8032 | 1.4808 | 19.0153 | 30.9229 | 84.3184 | 115.057 | 8.1808 | 1.4808 | 19.0153 | 30.9229 | 84.4054 | 116.52 | 8.1808 | 1.4808 | 19.0153
U | d249x | 29.3615 | 70.2732 | 105.58 | 7.7958 | 1.4808 | 19.0153 | 30.9229 | 84.3012 | 113.575 | 8.1808 | 1.4808 | 19.0153 | 30.9229 | 84.4054 | 116.448 | 8.1808 | 1.4808 | 19.0153
U | d249y | 28.9595 | 68.229 | 102.203 | 7.7928 | 1.4808 | 19.0153 | 30.9229 | 84.2963 | 111.467 | 8.1808 | 1.4808 | 19.0153 | 30.9229 | 84.4054 | 116.423 | 8.1808 | 1.4808 | 19.0153
U | d250a | 29.021 | 69.5509 | 103.959 | 7.7908 | 1.4808 | 19.0153 | 30.9229 | 84.2967 | 111.843 | 8.1808 | 1.4808 | 19.0153 | 30.9229 | 84.4054 | 116.442 | 8.1808 | 1.4808 | 19.0153
U | d250b | 29.1706 | 70.3338 | 105.447 | 7.7912 | 1.4808 | 19.0153 | 30.9229 | 84.2971 | 112.099 | 8.1808 | 1.4808 | 19.0153 | 30.9229 | 84.4054 | 116.46 | 8.1808 | 1.4808 | 19.0153
U | d250c | 29.1839 | 71.3142 | 106.178 | 7.7928 | 1.4808 | 19.0153 | 30.9229 | 84.2979 | 112.473 | 8.1808 | 1.4808 | 19.0153 | 30.9229 | 84.4054 | 116.485 | 8.1808 | 1.4808 | 19.0153
U | d250d | 29.2742 | 71.7571 | 106.376 | 7.7927 | 1.4808 | 19.0153 | 30.9229 | 84.2983 | 112.543 | 8.1808 | 1.4808 | 19.0153 | 30.9229 | 84.4054 | 116.488 | 8.1808 | 1.4808 | 19.0153
U | d250e | 29.4473 | 72.8826 | 107.864 | 7.797 | 1.4808 | 19.0153 | 30.9229 | 84.3011 | 113.302 | 8.1808 | 1.4808 | 19.0153 | 30.9229 | 84.4054 | 116.475 | 8.1808 | 1.4808 | 19.0153
U | d250f | 30.128 | 79.0403 | 113.232 | 7.8083 | 1.4808 | 19.0153 | 30.9229 | 84.3249 | 115.767 | 8.1808 | 1.4808 | 19.0153 | 30.9229 | 84.4054 | 116.504 | 8.1808 | 1.4808 | 19.0153
U | d250g | 30.9229 | 82.2599 | 115.955 | 7.8315 | 1.4808 | 19.0153 | 30.9229 | 84.4054 | 117.51 | 8.1808 | 1.4808 | 19.0153 | 30.9229 | 84.4054 | 116.639 | 8.1808 | 1.4808 | 19.0153
U | d250h | 30.9229 | 83.2937 | 116.833 | 7.879 | 1.4808 | 19.0153 | 30.9229 | 84.4054 | 117.715 | 8.1808 | 1.4808 | 19.0153 | 30.9229 | 84.4054 | 116.939 | 8.1808 | 1.4808 | 19.0153
U | d250i | 30.9229 | 83.3979 | 116.917 | 7.9037 | 1.4808 | 19.0153 | 30.9229 | 84.4054 | 117.715 | 8.1808 | 1.4808 | 19.0153 | 30.9229 | 84.4054 | 117.055 | 8.1808 | 1.4808 | 19.0153
U | d250j | 30.9229 | 83.46 | 116.948 | 7.9425 | 1.4808 | 19.0153 | 30.9229 | 84.4054 | 117.715 | 8.1808 | 1.4808 | 19.0153 | 30.9229 | 84.4054 | 117.106 | 8.1808 | 1.4808 | 19.0153
U | d250k | 30.9229 | 83.3556 | 116.951 | 7.9184 | 1.4808 | 19.0153 | 30.9229 | 84.4054 | 117.715 | 8.1808 | 1.4808 | 19.0153 | 30.9229 | 84.4054 | 117.112 | 8.1808 | 1.4808 | 19.0153
U | d250l | 30.9229 | 83.7063 | 117.118 | 8.0091 | 1.4808 | 19.0153 | 30.9229 | 84.4054 | 117.715 | 8.1808 | 1.4808 | 19.0153 | 30.9229 | 84.4054 | 117.211 | 8.1808 | 1.4808 | 19.0153
U | d250m | 30.9229 | 83.714 | 117.104 | 8.0079 | 1.4808 | 19.0153 | 30.9229 | 84.4054 | 117.715 | 8.1808 | 1.4808 | 19.0153 | 30.9229 | 84.4054 | 117.204 | 8.1808 | 1.4808 | 19.0153
U | d250n | 30.9229 | 83.8619 | 117.133 | 8.0417 | 1.4808 | 19.0153 | 30.9229 | 84.4054 | 117.715 | 8.1808 | 1.4808 | 19.0153 | 30.9229 | 84.4054 | 117.245 | 8.1808 | 1.4808 | 19.0153
U | d250o | 30.9229 | 83.8367 | 117.089 | 8.0148 | 1.4808 | 19.0153 | 30.9229 | 84.4054 | 117.715 | 8.1808 | 1.4808 | 19.0153 | 30.9229 | 84.4054 | 117.21 | 8.1808 | 1.4808 | 19.0153
U | d250p | 30.9229 | 83.9478 | 117.123 | 8.0339 | 1.4808 | 19.0153 | 30.9229 | 84.4054 | 117.715 | 8.1808 | 1.4808 | 19.0153 | 30.9229 | 84.4054 | 117.229 | 8.1808 | 1.4808 | 19.0153
U | d250q | 30.9229 | 84.4054 | 117.715 | 8.1808 | 1.4808 | 19.0153 | 30.9229 | 84.4054 | 117.715 | 8.1808 | 1.4808 | 19.0153 | 30.9229 | 84.4054 | 117.715 | 8.1808 | 1.4808 | 19.0153
U | d250r | 30.9229 | 84.2851 | 117.715 | 8.0716 | 1.4808 | 19.0153 | 30.9229 | 84.4054 | 117.715 | 8.1808 | 1.4808 | 19.0153 | 30.9229 | 84.4054 | 117.608 | 8.1808 | 1.4808 | 19.0153
U | d250s | 30.9229 | 83.585 | 117.061 | 7.9245 | 1.4808 | 19.0153 | 30.9229 | 84.4054 | 117.715 | 8.1808 | 1.4808 | 19.0153 | 30.9229 | 84.4054 | 117.189 | 8.1808 | 1.4808 | 19.0153
U | d250t | 30.9229 | 82.9779 | 116.758 | 7.8575 | 1.4808 | 19.0153 | 30.9229 | 84.4054 | 117.715 | 8.1808 | 1.4808 | 19.0153 | 30.9229 | 84.4054 | 117.066 | 8.1808 | 1.4808 | 19.0153
U | d250u | 30.9229 | 81.6684 | 116.191 | 7.8263 | 1.4808 | 19.0153 | 30.9229 | 84.3216 | 116.028 | 8.1808 | 1.4808 | 19.0153 | 30.9229 | 84.4054 | 116.946 | 8.1808 | 1.4808 | 19.0153
U | d250v | 30.2429 | 76.7934 | 112.527 | 7.8063 | 1.4808 | 19.0153 | 30.9229 | 84.3 | 113.165 | 8.1808 | 1.4808 | 19.0153 | 30.9229 | 84.4054 | 116.636 | 8.1808 | 1.4808 | 19.0153
U | d250x | 30.0905 | 75.1427 | 110.386 | 7.8004 | 1.4808 | 19.0153 | 30.9229 | 84.2959 | 111.732 | 8.1808 | 1.4808 | 19.0153 | 30.9229 | 84.4054 | 116.589 | 8.1808 | 1.4808 | 19.0153
U | d250y | 29.7805 | 73.223 | 108.044 | 7.7953 | 1.4808 | 19.0153 | 30.9229 | 84.2925 | 108.761 | 8.1808 | 1.4808 | 19.0153 | 30.9229 | 84.4054 | 116.6 | 8.1808 | 1.4808 | 19.0153
U | d251a | 29.5558 | 72.4981 | 107.406 | 7.7926 | 1.4808 | 19.0153 | 30.9229 | 84.2917 | 107.812 | 8.1808 | 1.4808 | 19.0153 | 30.9229 | 84.4054 | 116.597 | 8.1808 | 1.4808 | 19.0153
U | d251b | 29.4118 | 73.2649 | 108.843 | 7.7912 | 1.4808 | 19.0153 | 30.9229 | 84.292 | 108.599 | 8.1808 | 1.4808 | 19.0153 | 30.9229 | 84.4054 | 116.627 | 8.1808 | 1.4808 | 19.0153
U | d251c | 29.4146 | 74.6095 | 110.562 | 7.7916 | 1.4808 | 19.0153 | 30.9229 | 84.2926 | 109.399 | 8.1808 | 1.4808 | 19.0153 | 30.9229 | 84.4054 | 116.669 | 8.1808 | 1.4808 | 19.0153
U | d251d | 29.3736 | 74.646 | 110.331 | 7.7918 | 1.4808 | 19.0153 | 30.9229 | 84.2924 | 109.275 | 8.1808 | 1.4808 | 19.0153 | 30.9229 | 84.4054 | 116.673 | 8.1808 | 1.4808 | 19.0153
U | d251e | 29.4595 | 75.4892 | 111.345 | 7.7944 | 1.4808 | 19.0153 | 30.9229 | 84.2924 | 109.119 | 8.1808 | 1.4808 | 19.0153 | 30.9229 | 84.4054 | 116.739 | 8.1808 | 1.4808 | 19.0153
U | d251f | 30.0499 | 80.6053 | 115.233 | 7.8023 | 1.4808 | 19.0153 | 30.9229 | 84.2936 | 110.268 | 8.1808 | 1.4808 | 19.0153 | 30.9229 | 84.4054 | 117.033 | 8.1808 | 1.4808 | 19.0153
U | d251g | 30.9229 | 82.949 | 116.694 | 7.8224 | 1.4808 | 19.0153 | 30.9229 | 84.2992 | 113.211 | 8.1808 | 1.4808 | 19.0153 | 30.9229 | 84.4054 | 117.715 | 8.1808 | 1.4808 | 19.0153
U | d251h | 30.9229 | 83.6566 | 117.101 | 7.8607 | 1.4808 | 19.0153 | 30.9229 | 84.3052 | 115.169 | 8.1808 | 1.4808 | 19.0153 | 30.9229 | 84.4054 | 117.715 | 8.1808 | 1.4808 | 19.0153
U | d251i | 30.9229 | 83.5646 | 117.028 | 7.8641 | 1.4808 | 19.0153 | 30.9229 | 84.3075 | 115.511 | 8.1808 | 1.4808 | 19.0153 | 30.9229 | 84.4054 | 117.715 | 8.1808 | 1.4808 | 19.0153
U | d251j | 30.9229 | 83.1708 | 116.883 | 7.8527 | 1.4808 | 19.0153 | 30.9229 | 84.3044 | 114.816 | 8.1808 | 1.4808 | 19.0153 | 30.9229 | 84.4054 | 117.715 | 8.1808 | 1.4808 | 19.0153
U | d251k | 30.9229 | 83.162 | 116.879 | 7.8517 | 1.4808 | 19.0153 | 30.9229 | 84.3039 | 114.5 | 8.1808 | 1.4808 | 19.0153 | 30.9229 | 84.4054 | 117.715 | 8.1808 | 1.4808 | 19.0153
U | d251l | 30.9229 | 83.3857 | 116.96 | 7.8706 | 1.4808 | 19.0153 | 30.9229 | 84.3051 | 114.985 | 8.1808 | 1.4808 | 19.0153 | 30.9229 | 84.4054 | 117.715 | 8.1808 | 1.4808 | 19.0153
U | d251m | 30.9229 | 83.2983 | 116.909 | 7.8645 | 1.4808 | 19.0153 | 30.9229 | 84.3044 | 114.828 | 8.1808 | 1.4808 | 19.0153 | 30.9229 | 84.4054 | 117.715 | 8.1808 | 1.4808 | 19.0153
U | d251n | 30.9229 | 83.488 | 116.991 | 7.8822 | 1.4808 | 19.0153 | 30.9229 | 84.3061 | 115.225 | 8.1808 | 1.4808 | 19.0153 | 30.9229 | 84.4054 | 117.715 | 8.1808 | 1.4808 | 19.0153
U | d251o | 30.9229 | 83.5299 | 116.993 | 7.891 | 1.4808 | 19.0153 | 30.9229 | 84.307 | 115.292 | 8.1808 | 1.4808 | 19.0153 | 30.9229 | 84.4054 | 117.715 | 8.1808 | 1.4808 | 19.0153
U | d251p | 30.9229 | 83.887 | 117.242 | 7.9361 | 1.4808 | 19.0153 | 30.9229 | 84.3103 | 115.743 | 8.1808 | 1.4808 | 19.0153 | 30.9229 | 84.4054 | 117.715 | 8.1808 | 1.4808 | 19.0153
U | d251q | 30.9229 | 84.0762 | 117.546 | 7.946 | 1.4808 | 19.0153 | 30.9229 | 84.3141 | 115.998 | 8.1808 | 1.4808 | 19.0153 | 30.9229 | 84.4054 | 117.715 | 8.1808 | 1.4808 | 19.0153
U | d251r | 30.9229 | 83.6097 | 117.109 | 7.9048 | 1.4808 | 19.0153 | 30.9229 | 84.3076 | 115.483 | 8.1808 | 1.4808 | 19.0153 | 30.9229 | 84.4054 | 117.715 | 8.1808 | 1.4808 | 19.0153
U | d251s | 30.9229 | 82.9304 | 116.81 | 7.8591 | 1.4808 | 19.0153 | 30.9229 | 84.3036 | 114.724 | 8.1808 | 1.4808 | 19.0153 | 30.9229 | 84.4054 | 117.715 | 8.1808 | 1.4808 | 19.0153
U | d251t | 30.9229 | 80.9764 | 115.817 | 7.8339 | 1.4808 | 19.0153 | 30.9229 | 84.2988 | 113.058 | 8.1808 | 1.4808 | 19.0153 | 30.9229 | 84.4054 | 117.715 | 8.1808 | 1.4808 | 19.0153
U | d251u | 30.6041 | 78.8885 | 114.364 | 7.8242 | 1.4808 | 19.0153 | 30.9229 | 84.2965 | 111.667 | 8.1808 | 1.4808 | 19.0153 | 30.9229 | 84.4054 | 117.302 | 8.1808 | 1.4808 | 19.0153
U | d251v | 30.1305 | 75.7153 | 111.751 | 7.8123 | 1.4808 | 19.0153 | 30.9229 | 84.2933 | 109.761 | 8.1808 | 1.4808 | 19.0153 | 30.9229 | 84.4054 | 117.202 | 8.1808 | 1.4808 | 19.0153
U | d251x | 29.4883 | 71.5949 | 107.245 | 7.8035 | 1.4808 | 19.0153 | 30.9229 | 84.2898 | 106.094 | 8.1808 | 1.4808 | 19.0153 | 30.9229 | 84.4054 | 116.815 | 8.1808 | 1.4808 | 19.0153
U | d251y | 28.7312 | 68.8215 | 104.063 | 7.7977 | 1.4808 | 19.0153 | 30.9229 | 84.2891 | 104.037 | 8.1808 | 1.4808 | 19.0153 | 30.9229 | 84.4054 | 116.734 | 8.1808 | 1.4808 | 19.0153
U | d252a | 28.4027 | 68.2699 | 103.783 | 7.7965 | 1.4808 | 19.0153 | 30.9229 | 84.2887 | 103.553 | 8.1808 | 1.4808 | 19.0153 | 30.9229 | 84.4054 | 116.742 | 8.1808 | 1.4808 | 19.0153
U | d252b | 27.9387 | 68.9483 | 105.351 | 7.7964 | 1.4808 | 19.0153 | 30.9229 | 84.2892 | 104.777 | 8.1808 | 1.4808 | 19.0153 | 30.9229 | 84.4054 | 116.802 | 8.1808 | 1.4808 | 19.0153
U | d252c | 27.9273 | 69.4788 | 106.323 | 7.796 | 1.4808 | 19.0153 | 30.9229 | 84.2897 | 105.486 | 8.1808 | 1.4808 | 19.0153 | 30.9229 | 84.4054 | 116.894 | 8.1808 | 1.4808 | 19.0153
U | d252d | 27.6632 | 69.2159 | 106.274 | 7.7964 | 1.4808 | 19.0153 | 30.9229 | 84.2901 | 106.026 | 8.1808 | 1.4808 | 19.0153 | 30.9229 | 84.4054 | 116.93 | 8.1808 | 1.4808 | 19.0153
U | d252e | 27.8472 | 69.8384 | 106.82 | 7.7997 | 1.4808 | 19.0153 | 30.9229 | 84.2899 | 105.643 | 8.1808 | 1.4808 | 19.0153 | 30.9229 | 84.4054 | 117.06 | 8.1808 | 1.4808 | 19.0153
U | d252f | 29.0105 | 74.9811 | 110.709 | 7.8071 | 1.4808 | 19.0153 | 30.9229 | 84.2907 | 106.338 | 8.1808 | 1.4808 | 19.0153 | 30.9229 | 84.4054 | 117.294 | 8.1808 | 1.4808 | 19.0153
U | d252g | 29.9565 | 78.942 | 113.807 | 7.8171 | 1.4808 | 19.0153 | 30.9229 | 84.2936 | 109.488 | 8.1808 | 1.4808 | 19.0153 | 30.9229 | 84.4054 | 117.701 | 8.1808 | 1.4808 | 19.0153
U | d252h | 30.2163 | 79.9434 | 114.478 | 7.816 | 1.4808 | 19.0153 | 30.9229 | 84.2966 | 111.752 | 8.1808 | 1.4808 | 19.0153 | 30.9229 | 84.4054 | 117.701 | 8.1808 | 1.4808 | 19.0153
U | d252i | 30.4562 | 79.9345 | 114.71 | 7.8213 | 1.4808 | 19.0153 | 30.9229 | 84.2989 | 112.983 | 8.1808 | 1.4808 | 19.0153 | 30.9229 | 84.4054 | 117.701 | 8.1808 | 1.4808 | 19.0153
U | d252j | 30.5553 | 79.2728 | 114.397 | 7.8301 | 1.4808 | 19.0153 | 30.9229 | 84.2991 | 112.926 | 8.1808 | 1.4808 | 19.0153 | 30.9229 | 84.4054 | 117.701 | 8.1808 | 1.4808 | 19.0153
U | d252k | 30.8082 | 79.8637 | 114.673 | 7.8277 | 1.4808 | 19.0153 | 30.9229 | 84.2995 | 113.322 | 8.1808 | 1.4808 | 19.0153 | 30.9229 | 84.4054 | 117.701 | 8.1808 | 1.4808 | 19.0153
U | d252l | 30.54 | 78.4718 | 113.884 | 7.8193 | 1.4808 | 19.0153 | 30.9229 | 84.2978 | 112.228 | 8.1808 | 1.4808 | 19.0153 | 30.9229 | 84.4054 | 117.701 | 8.1808 | 1.4808 | 19.0153
U | d252m | 30.4408 | 78.515 | 114.41 | 7.8187 | 1.4808 | 19.0153 | 30.9229 | 84.2979 | 111.93 | 8.1808 | 1.4808 | 19.0153 | 30.9229 | 84.4054 | 117.701 | 8.1808 | 1.4808 | 19.0153
U | d252n | 30.6769 | 79.6065 | 114.993 | 7.8235 | 1.4808 | 19.0153 | 30.9229 | 84.2996 | 112.836 | 8.1808 | 1.4808 | 19.0153 | 30.9229 | 84.4054 | 117.701 | 8.1808 | 1.4808 | 19.0153
U | d252o | 30.783 | 79.8105 | 115.059 | 7.8204 | 1.4808 | 19.0153 | 30.9229 | 84.3003 | 113.138 | 8.1808 | 1.4808 | 19.0153 | 30.9229 | 84.4054 | 117.701 | 8.1808 | 1.4808 | 19.0153
U | d252p | 30.9229 | 81.0882 | 115.473 | 7.8226 | 1.4808 | 19.0153 | 30.9229 | 84.3017 | 113.724 | 8.1808 | 1.4808 | 19.0153 | 30.9229 | 84.4054 | 117.701 | 8.1808 | 1.4808 | 19.0153
U | d252q | 30.9229 | 82.5537 | 116.483 | 7.8357 | 1.4808 | 19.0153 | 30.9229 | 84.305 | 114.771 | 8.1808 | 1.4808 | 19.0153 | 30.9229 | 84.4054 | 117.715 | 8.1808 | 1.4808 | 19.0153
U | d252r | 30.9229 | 82.4284 | 116.405 | 7.8374 | 1.4808 | 19.0153 | 30.9229 | 84.3052 | 114.652 | 8.1808 | 1.4808 | 19.0153 | 30.9229 | 84.4054 | 117.715 | 8.1808 | 1.4808 | 19.0153
U | d252s | 30.4744 | 79.1006 | 114.192 | 7.8162 | 1.4808 | 19.0153 | 30.9229 | 84.3009 | 112.935 | 8.1808 | 1.4808 | 19.0153 | 30.9229 | 84.4054 | 117.701 | 8.1808 | 1.4808 | 19.0153
U | d252t | 30.587 | 78.5206 | 113.84 | 7.819 | 1.4808 | 19.0153 | 30.9229 | 84.3008 | 112.799 | 8.1808 | 1.4808 | 19.0153 | 30.9229 | 84.4054 | 117.701 | 8.1808 | 1.4808 | 19.0153
U | d252u | 29.9702 | 72.2105 | 108.233 | 7.8095 | 1.4808 | 19.0153 | 30.9229 | 84.2962 | 109.575 | 8.1808 | 1.4808 | 19.0153 | 30.9229 | 84.4054 | 117.177 | 8.1808 | 1.4808 | 19.0153
U | d252v | 29.8113 | 72.599 | 108.214 | 7.8035 | 1.4808 | 19.0153 | 30.9229 | 84.2961 | 109.798 | 8.1808 | 1.4808 | 19.0153 | 30.9229 | 84.4054 | 117.122 | 8.1808 | 1.4808 | 19.0153
U | d252x | 29.3216 | 68.1874 | 101.621 | 7.7979 | 1.4808 | 19.0153 | 30.9229 | 84.2938 | 106.704 | 8.1808 | 1.4808 | 19.0153 | 30.9229 | 84.4054 | 116.836 | 8.1808 | 1.4808 | 19.0153
U | d252y | 29.0093 | 65.6328 | 97.8808 | 7.7953 | 1.4808 | 19.0153 | 30.9229 | 84.2946 | 106.91 | 8.1808 | 1.4808 | 19.0153 | 30.9229 | 84.4054 | 116.79 | 8.1808 | 1.4808 | 19.0153
U | d253a | 28.7063 | 64.152 | 96.4261 | 7.7932 | 1.4808 | 19.0153 | 30.9229 | 84.2946 | 106.709 | 8.1808 | 1.4808 | 19.0153 | 30.9229 | 84.4054 | 116.79 | 8.1808 | 1.4808 | 19.0153
U | d253b | 28.8023 | 65.4676 | 98.9899 | 7.7936 | 1.4808 | 19.0153 | 30.9229 | 84.2961 | 108.628 | 8.1808 | 1.4808 | 19.0153 | 30.9229 | 84.4054 | 116.846 | 8.1808 | 1.4808 | 19.0153
U | d253c | 28.8349 | 66.1242 | 100.272 | 7.7938 | 1.4808 | 19.0153 | 30.9229 | 84.2977 | 109.797 | 8.1808 | 1.4808 | 19.0153 | 30.9229 | 84.4054 | 116.967 | 8.1808 | 1.4808 | 19.0153
U | d253d | 28.8446 | 66.126 | 100.047 | 7.7934 | 1.4808 | 19.0153 | 30.9229 | 84.2992 | 110.498 | 8.1808 | 1.4808 | 19.0153 | 30.9229 | 84.4054 | 116.971 | 8.1808 | 1.4808 | 19.0153
U | d253e | 28.8356 | 64.3127 | 98.1743 | 7.793 | 1.4808 | 19.0153 | 30.9229 | 84.3028 | 112.088 | 8.1808 | 1.4808 | 19.0153 | 30.9229 | 84.4054 | 117.086 | 8.1808 | 1.4808 | 19.0153
U | d253f | 29.2149 | 64.1765 | 97.5934 | 7.7947 | 1.4808 | 19.0153 | 30.9229 | 84.317 | 114.707 | 8.1808 | 1.4808 | 19.0153 | 30.9229 | 84.4054 | 117.255 | 8.1808 | 1.4808 | 19.0153
U | d253g | 29.7876 | 68.9902 | 102.773 | 7.7975 | 1.4808 | 19.0153 | 30.9229 | 84.4054 | 116.306 | 8.1808 | 1.4808 | 19.0153 | 30.9229 | 84.4054 | 117.629 | 8.1808 | 1.4808 | 19.0153
U | d253h | 30.0372 | 73.873 | 108.078 | 7.8003 | 1.4808 | 19.0153 | 30.9229 | 84.4054 | 116.715 | 8.1808 | 1.4808 | 19.0153 | 30.9229 | 84.4054 | 117.715 | 8.1808 | 1.4808 | 19.0153
U | d253i | 30.3721 | 76.6667 | 111.326 | 7.8031 | 1.4808 | 19.0153 | 30.9229 | 84.4054 | 116.954 | 8.1808 | 1.4808 | 19.0153 | 30.9229 | 84.4054 | 117.715 | 8.1808 | 1.4808 | 19.0153
U | d253j | 30.3143 | 73.3971 | 109.102 | 7.8043 | 1.4808 | 19.0153 | 30.9229 | 84.4054 | 116.797 | 8.1808 | 1.4808 | 19.0153 | 30.9229 | 84.4054 | 117.715 | 8.1808 | 1.4808 | 19.0153
U | d253k | 30.4407 | 73.1966 | 107.737 | 7.8035 | 1.4808 | 19.0153 | 30.9229 | 84.4054 | 116.8 | 8.1808 | 1.4808 | 19.0153 | 30.9229 | 84.4054 | 117.715 | 8.1808 | 1.4808 | 19.0153
U | d253l | 30.8455 | 75.4198 | 108.536 | 7.8064 | 1.4808 | 19.0153 | 30.9229 | 84.4054 | 116.83 | 8.1808 | 1.4808 | 19.0153 | 30.9229 | 84.4054 | 117.715 | 8.1808 | 1.4808 | 19.0153
U | d253m | 30.9103 | 74.8606 | 107.446 | 7.8064 | 1.4808 | 19.0153 | 30.9229 | 84.4054 | 116.807 | 8.1808 | 1.4808 | 19.0153 | 30.9229 | 84.4054 | 117.715 | 8.1808 | 1.4808 | 19.0153
U | d253n | 30.9229 | 78.4165 | 111.074 | 7.8119 | 1.4808 | 19.0153 | 30.9229 | 84.4054 | 116.874 | 8.1808 | 1.4808 | 19.0153 | 30.9229 | 84.4054 | 117.715 | 8.1808 | 1.4808 | 19.0153
U | d253o | 30.9229 | 76.7468 | 110.131 | 7.8077 | 1.4808 | 19.0153 | 30.9229 | 84.4054 | 116.786 | 8.1808 | 1.4808 | 19.0153 | 30.9229 | 84.4054 | 117.715 | 8.1808 | 1.4808 | 19.0153
U | d253p | 30.9229 | 80.1316 | 113.049 | 7.819 | 1.4808 | 19.0153 | 30.9229 | 84.4054 | 116.865 | 8.1808 | 1.4808 | 19.0153 | 30.9229 | 84.4054 | 117.715 | 8.1808 | 1.4808 | 19.0153
U | d253q | 30.9229 | 84.2827 | 117.298 | 7.9262 | 1.4808 | 19.0153 | 30.9229 | 84.4054 | 117.715 | 8.1808 | 1.4808 | 19.0153 | 30.9229 | 84.4054 | 117.715 | 8.1808 | 1.4808 | 19.0153
U | d253r | 30.9229 | 83.0854 | 115.924 | 7.8588 | 1.4808 | 19.0153 | 30.9229 | 84.4054 | 117.715 | 8.1808 | 1.4808 | 19.0153 | 30.9229 | 84.4054 | 117.715 | 8.1808 | 1.4808 | 19.0153
U | d253s | 30.9229 | 81.7934 | 114.956 | 7.8421 | 1.4808 | 19.0153 | 30.9229 | 84.4054 | 117.306 | 8.1808 | 1.4808 | 19.0153 | 30.9229 | 84.4054 | 117.715 | 8.1808 | 1.4808 | 19.0153
U | d253t | 30.9229 | 78.5449 | 112.687 | 7.8216 | 1.4808 | 19.0153 | 30.9229 | 84.4054 | 116.74 | 8.1808 | 1.4808 | 19.0153 | 30.9229 | 84.4054 | 117.715 | 8.1808 | 1.4808 | 19.0153
U | d253u | 30.6342 | 73.9803 | 108.696 | 7.809 | 1.4808 | 19.0153 | 30.9229 | 84.4054 | 116.124 | 8.1808 | 1.4808 | 19.0153 | 30.9229 | 84.4054 | 117.405 | 8.1808 | 1.4808 | 19.0153
U | d253v | 30.4247 | 74.3185 | 109.704 | 7.8023 | 1.4808 | 19.0153 | 30.9229 | 84.4054 | 116.069 | 8.1808 | 1.4808 | 19.0153 | 30.9229 | 84.4054 | 117.39 | 8.1808 | 1.4808 | 19.0153
U | d253x | 29.181 | 69.0427 | 104.195 | 7.7946 | 1.4808 | 19.0153 | 30.9229 | 84.4054 | 114.323 | 8.1808 | 1.4808 | 19.0153 | 30.9229 | 84.4054 | 117.133 | 8.1808 | 1.4808 | 19.0153
U | d253y | 28.2344 | 65.398 | 100.531 | 7.792 | 1.4808 | 19.0153 | 30.9229 | 84.4054 | 112.602 | 8.1808 | 1.4808 | 19.0153 | 30.9229 | 84.4054 | 116.9 | 8.1808 | 1.4808 | 19.0153
U | d254a | 27.2309 | 63.2278 | 97.8098 | 7.7893 | 1.4808 | 19.0153 | 30.9229 | 84.4054 | 111.971 | 8.1808 | 1.4808 | 19.0153 | 30.9229 | 84.4054 | 116.828 | 8.1808 | 1.4808 | 19.0153
U | d254b | 26.9178 | 64.8277 | 101.168 | 7.7888 | 1.4808 | 19.0153 | 30.9229 | 84.4054 | 112.575 | 8.1808 | 1.4808 | 19.0153 | 30.9229 | 84.4054 | 116.911 | 8.1808 | 1.4808 | 19.0153
U | d254c | 26.39 | 64.9378 | 102.013 | 7.788 | 1.4808 | 19.0153 | 30.9229 | 84.4054 | 112.789 | 8.1808 | 1.4808 | 19.0153 | 30.9229 | 84.4054 | 116.988 | 8.1808 | 1.4808 | 19.0153
U | d254d | 25.8568 | 64.6416 | 102.161 | 7.7874 | 1.4808 | 19.0153 | 30.9229 | 84.4054 | 112.944 | 8.1808 | 1.4808 | 19.0153 | 30.9229 | 84.4054 | 117.041 | 8.1808 | 1.4808 | 19.0153
U | d254e | 25.5175 | 63.505 | 101.761 | 7.787 | 1.4808 | 19.0153 | 30.9229 | 84.4054 | 113.769 | 8.1808 | 1.4808 | 19.0153 | 30.9229 | 84.4054 | 117.24 | 8.1808 | 1.4808 | 19.0153
U | d254f | 26.103 | 65.2294 | 104.405 | 7.7894 | 1.4808 | 19.0153 | 30.9229 | 84.4054 | 116.175 | 8.1808 | 1.4808 | 19.0153 | 30.9229 | 84.4054 | 117.412 | 8.1808 | 1.4808 | 19.0153
U | d254g | 27.7306 | 71.9441 | 111.871 | 7.7977 | 1.4808 | 19.0153 | 30.9229 | 84.4054 | 117.715 | 8.1808 | 1.4808 | 19.0153 | 30.9229 | 84.4054 | 117.715 | 8.1808 | 1.4808 | 19.0153
U | d254h | 28.1388 | 74.9732 | 113.84 | 7.8038 | 1.4808 | 19.0153 | 30.9229 | 84.4054 | 117.715 | 8.1808 | 1.4808 | 19.0153 | 30.9229 | 84.4054 | 117.715 | 8.1808 | 1.4808 | 19.0153
U | d254i | 28.8861 | 76.1482 | 114.373 | 7.8119 | 1.4808 | 19.0153 | 30.9229 | 84.4054 | 117.715 | 8.1808 | 1.4808 | 19.0153 | 30.9229 | 84.4054 | 117.715 | 8.1808 | 1.4808 | 19.0153
U | d254j | 28.3428 | 75.0011 | 114.144 | 7.8195 | 1.4808 | 19.0153 | 30.9229 | 84.4054 | 117.715 | 8.1808 | 1.4808 | 19.0153 | 30.9229 | 84.4054 | 117.715 | 8.1808 | 1.4808 | 19.0153
U | d254k | 28.9254 | 73.9319 | 114.303 | 7.8303 | 1.4808 | 19.0153 | 30.9229 | 84.4054 | 117.715 | 8.1808 | 1.4808 | 19.0153 | 30.9229 | 84.4054 | 117.715 | 8.1808 | 1.4808 | 19.0153
U | d254l | 28.5484 | 70.9276 | 113.392 | 7.8257 | 1.4808 | 19.0153 | 30.9229 | 84.4054 | 117.715 | 8.1808 | 1.4808 | 19.0153 | 30.9229 | 84.4054 | 117.715 | 8.1808 | 1.4808 | 19.0153
U | d254m | 28.7954 | 70.9394 | 112.757 | 7.8228 | 1.4808 | 19.0153 | 30.9229 | 84.4054 | 117.715 | 8.1808 | 1.4808 | 19.0153 | 30.9229 | 84.4054 | 117.715 | 8.1808 | 1.4808 | 19.0153
U | d254n | 28.7153 | 70.5855 | 111.524 | 7.8195 | 1.4808 | 19.0153 | 30.9229 | 84.4054 | 117.715 | 8.1808 | 1.4808 | 19.0153 | 30.9229 | 84.4054 | 117.715 | 8.1808 | 1.4808 | 19.0153
U | d254o | 28.9264 | 72.228 | 112.527 | 7.8138 | 1.4808 | 19.0153 | 30.9229 | 84.4054 | 117.715 | 8.1808 | 1.4808 | 19.0153 | 30.9229 | 84.4054 | 117.715 | 8.1808 | 1.4808 | 19.0153
U | d254p | 29.2416 | 75.3944 | 114.204 | 7.8128 | 1.4808 | 19.0153 | 30.9229 | 84.4054 | 117.715 | 8.1808 | 1.4808 | 19.0153 | 30.9229 | 84.4054 | 117.715 | 8.1808 | 1.4808 | 19.0153
U | d254q | 29.3391 | 78.1709 | 116.119 | 7.8166 | 1.4808 | 19.0153 | 30.9229 | 84.4054 | 117.715 | 8.1808 | 1.4808 | 19.0153 | 30.9229 | 84.4054 | 117.715 | 8.1808 | 1.4808 | 19.0153
U | d254r | 28.8705 | 77.1637 | 116.158 | 7.817 | 1.4808 | 19.0153 | 30.9229 | 84.4054 | 117.715 | 8.1808 | 1.4808 | 19.0153 | 30.9229 | 84.4054 | 117.715 | 8.1808 | 1.4808 | 19.0153
U | d254s | 27.9548 | 73.7794 | 115.245 | 7.8131 | 1.4808 | 19.0153 | 30.9229 | 84.4054 | 117.715 | 8.1808 | 1.4808 | 19.0153 | 30.9229 | 84.4054 | 117.715 | 8.1808 | 1.4808 | 19.0153
U | d254t | 26.4504 | 68.0835 | 112.697 | 7.8098 | 1.4808 | 19.0153 | 30.9229 | 84.4054 | 117.715 | 8.1808 | 1.4808 | 19.0153 | 30.9229 | 84.4054 | 117.715 | 8.1808 | 1.4808 | 19.0153
U | d254u | 25.7423 | 64.6975 | 109.503 | 7.8047 | 1.4808 | 19.0153 | 30.9229 | 84.4054 | 116.548 | 8.1808 | 1.4808 | 19.0153 | 30.9229 | 84.4054 | 117.191 | 8.1808 | 1.4808 | 19.0153
U | d254v | 24.7426 | 60.7542 | 104.754 | 7.7962 | 1.4808 | 19.0153 | 30.9229 | 84.4054 | 115.297 | 8.1808 | 1.4808 | 19.0153 | 30.9229 | 84.4054 | 116.962 | 8.1808 | 1.4808 | 19.0153
U | d254x | 24.338 | 57.5953 | 101.153 | 7.7941 | 1.4808 | 19.0153 | 30.9229 | 84.4054 | 113.969 | 8.1808 | 1.4808 | 19.0153 | 30.9229 | 84.4054 | 116.761 | 8.1808 | 1.4808 | 19.0153
U | d254y | 24.5235 | 56.6625 | 101.193 | 7.7933 | 1.4808 | 19.0153 | 30.9229 | 84.4054 | 113.074 | 8.1808 | 1.4808 | 19.0153 | 30.9229 | 84.4054 | 116.721 | 8.1808 | 1.4808 | 19.0153
U | d255a | 24.6215 | 55.2002 | 100.361 | 7.793 | 1.4808 | 19.0153 | 30.9229 | 84.4054 | 112.965 | 8.1808 | 1.4808 | 19.0153 | 30.9229 | 84.4054 | 116.709 | 8.1808 | 1.4808 | 19.0153
U | d255b | 24.6869 | 55.5344 | 102.31 | 7.7928 | 1.4808 | 19.0153 | 30.9229 | 84.4054 | 113.263 | 8.1808 | 1.4808 | 19.0153 | 30.9229 | 84.4054 | 116.742 | 8.1808 | 1.4808 | 19.0153
U | d255c | 25.0882 | 56.1034 | 103.59 | 7.7945 | 1.4808 | 19.0153 | 30.9229 | 84.4054 | 113.716 | 8.1808 | 1.4808 | 19.0153 | 30.9229 | 84.4054 | 116.781 | 8.1808 | 1.4808 | 19.0153
U | d255d | 25.8371 | 56.3022 | 104.046 | 7.7947 | 1.4808 | 19.0153 | 30.9229 | 84.4054 | 114.08 | 8.1808 | 1.4808 | 19.0153 | 30.9229 | 84.4054 | 116.79 | 8.1808 | 1.4808 | 19.0153
U | d255e | 26.9082 | 57.9302 | 105.308 | 7.7978 | 1.4808 | 19.0153 | 30.9229 | 84.4054 | 115.074 | 8.1808 | 1.4808 | 19.0153 | 30.9229 | 84.4054 | 116.903 | 8.1808 | 1.4808 | 19.0153
U | d255f | 28.7385 | 64.4943 | 110.311 | 7.8062 | 1.4808 | 19.0153 | 30.9229 | 84.4054 | 116.57 | 8.1808 | 1.4808 | 19.0153 | 30.9229 | 84.4054 | 117.19 | 8.1808 | 1.4808 | 19.0153
U | d255g | 30.0881 | 67.6765 | 112.55 | 7.8223 | 1.4808 | 19.0153 | 30.9229 | 84.4054 | 117.715 | 8.1808 | 1.4808 | 19.0153 | 30.9229 | 84.4054 | 117.622 | 8.1808 | 1.4808 | 19.0153
U | d255h | 30.9229 | 71.8243 | 114.533 | 7.829 | 1.4808 | 19.0153 | 30.9229 | 84.4054 | 117.715 | 8.1808 | 1.4808 | 19.0153 | 30.9229 | 84.4054 | 117.715 | 8.1808 | 1.4808 | 19.0153
U | d255i | 30.9229 | 72.7387 | 114.769 | 7.8287 | 1.4808 | 19.0153 | 30.9229 | 84.4054 | 117.715 | 8.1808 | 1.4808 | 19.0153 | 30.9229 | 84.4054 | 117.715 | 8.1808 | 1.4808 | 19.0153
U | d255j | 30.9229 | 72.3434 | 114.544 | 7.8336 | 1.4808 | 19.0153 | 30.9229 | 84.4054 | 117.715 | 8.1808 | 1.4808 | 19.0153 | 30.9229 | 84.4054 | 117.715 | 8.1808 | 1.4808 | 19.0153
U | d255k | 30.9229 | 75.3745 | 115.166 | 7.8458 | 1.4808 | 19.0153 | 30.9229 | 84.4054 | 117.715 | 8.1808 | 1.4808 | 19.0153 | 30.9229 | 84.4054 | 117.715 | 8.1808 | 1.4808 | 19.0153
U | d255l | 30.9229 | 77.1197 | 115.542 | 7.8534 | 1.4808 | 19.0153 | 30.9229 | 84.4054 | 117.715 | 8.1808 | 1.4808 | 19.0153 | 30.9229 | 84.4054 | 117.715 | 8.1808 | 1.4808 | 19.0153
U | d255m | 30.9229 | 77.0611 | 115.498 | 7.8437 | 1.4808 | 19.0153 | 30.9229 | 84.4054 | 117.715 | 8.1808 | 1.4808 | 19.0153 | 30.9229 | 84.4054 | 117.715 | 8.1808 | 1.4808 | 19.0153
U | d255n | 30.9229 | 78.8911 | 115.505 | 7.8514 | 1.4808 | 19.0153 | 30.9229 | 84.4054 | 117.715 | 8.1808 | 1.4808 | 19.0153 | 30.9229 | 84.4054 | 117.715 | 8.1808 | 1.4808 | 19.0153
U | d255o | 30.9229 | 80.7451 | 116.035 | 7.8526 | 1.4808 | 19.0153 | 30.9229 | 84.4054 | 117.715 | 8.1808 | 1.4808 | 19.0153 | 30.9229 | 84.4054 | 117.715 | 8.1808 | 1.4808 | 19.0153
U | d255p | 30.9229 | 79.3294 | 115.344 | 7.8392 | 1.4808 | 19.0153 | 30.9229 | 84.4054 | 117.715 | 8.1808 | 1.4808 | 19.0153 | 30.9229 | 84.4054 | 117.715 | 8.1808 | 1.4808 | 19.0153
U | d255q | 30.9229 | 79.1474 | 115.364 | 7.8274 | 1.4808 | 19.0153 | 30.9229 | 84.4054 | 117.715 | 8.1808 | 1.4808 | 19.0153 | 30.9229 | 84.4054 | 117.715 | 8.1808 | 1.4808 | 19.0153
U | d255r | 30.9229 | 79.8941 | 115.603 | 7.8271 | 1.4808 | 19.0153 | 30.9229 | 84.4054 | 117.715 | 8.1808 | 1.4808 | 19.0153 | 30.9229 | 84.4054 | 117.715 | 8.1808 | 1.4808 | 19.0153
U | d255s | 30.6528 | 77.2104 | 114.402 | 7.8202 | 1.4808 | 19.0153 | 30.9229 | 84.4054 | 117.715 | 8.1808 | 1.4808 | 19.0153 | 30.9229 | 84.4054 | 117.715 | 8.1808 | 1.4808 | 19.0153
U | d255t | 29.7744 | 73.8198 | 112.313 | 7.8158 | 1.4808 | 19.0153 | 30.9229 | 84.4054 | 117.715 | 8.1808 | 1.4808 | 19.0153 | 30.9229 | 84.4054 | 117.715 | 8.1808 | 1.4808 | 19.0153
U | d255u | 28.6029 | 71.6063 | 109.748 | 7.8083 | 1.4808 | 19.0153 | 30.9229 | 84.4054 | 117.072 | 8.1808 | 1.4808 | 19.0153 | 30.9229 | 84.4054 | 116.985 | 8.1808 | 1.4808 | 19.0153
U | d255v | 26.1497 | 67.2482 | 103.332 | 7.7988 | 1.4808 | 19.0153 | 30.9229 | 84.4054 | 116.437 | 8.1808 | 1.4808 | 19.0153 | 30.9229 | 84.4054 | 116.666 | 8.1808 | 1.4808 | 19.0153
U | d255x | 23.9494 | 65.2192 | 98.2583 | 7.7933 | 1.4808 | 19.0153 | 30.9229 | 84.4054 | 114.948 | 8.1808 | 1.4808 | 19.0153 | 30.9229 | 84.4054 | 116.534 | 8.1808 | 1.4808 | 19.0153
U | d255y | 22.5093 | 63.4785 | 95.8169 | 7.7911 | 1.4808 | 19.0153 | 30.9229 | 84.4054 | 113.873 | 8.1808 | 1.4808 | 19.0153 | 30.9229 | 84.4054 | 116.462 | 8.1808 | 1.4808 | 19.0153
U | d256a | 21.9606 | 63.7904 | 96.5616 | 7.7892 | 1.4808 | 19.0153 | 30.9229 | 84.4054 | 114.135 | 8.1808 | 1.4808 | 19.0153 | 30.9229 | 84.4054 | 116.452 | 8.1808 | 1.4808 | 19.0153
U | d256b | 21.7147 | 65.8166 | 100.352 | 7.7888 | 1.4808 | 19.0153 | 30.9229 | 84.4054 | 115.034 | 8.1808 | 1.4808 | 19.0153 | 30.9229 | 84.4054 | 116.466 | 8.1808 | 1.4808 | 19.0153
U | d256c | 21.1755 | 64.7221 | 98.9028 | 7.7876 | 1.4808 | 19.0153 | 30.9229 | 84.4054 | 114.897 | 8.1808 | 1.4808 | 19.0153 | 30.9229 | 84.4054 | 116.447 | 8.1808 | 1.4808 | 19.0153
U | d256d | 20.9866 | 64.935 | 98.7639 | 7.7874 | 1.4808 | 19.0153 | 30.9229 | 84.4054 | 114.995 | 8.1808 | 1.4808 | 19.0153 | 30.9229 | 84.4054 | 116.442 | 8.1808 | 1.4808 | 19.0153
U | d256e | 21.325 | 65.836 | 99.822 | 7.7901 | 1.4808 | 19.0153 | 30.9229 | 84.4054 | 116.062 | 8.1808 | 1.4808 | 19.0153 | 30.9229 | 84.4054 | 116.438 | 8.1808 | 1.4808 | 19.0153
U | d256f | 22.9222 | 71.5871 | 105.616 | 7.7973 | 1.4808 | 19.0153 | 30.9229 | 84.4054 | 116.992 | 8.1808 | 1.4808 | 19.0153 | 30.9229 | 84.4054 | 116.443 | 8.1808 | 1.4808 | 19.0153
U | d256g | 24.7664 | 74.7458 | 109.05 | 7.809 | 1.4808 | 19.0153 | 30.9229 | 84.4054 | 117.715 | 8.1808 | 1.4808 | 19.0153 | 30.9229 | 84.4054 | 116.488 | 8.1808 | 1.4808 | 19.0153
U | d256h | 25.4133 | 76.4925 | 110.703 | 7.8101 | 1.4808 | 19.0153 | 30.9229 | 84.4054 | 117.715 | 8.1808 | 1.4808 | 19.0153 | 30.9229 | 84.4054 | 116.644 | 8.1808 | 1.4808 | 19.0153
U | d256i | 26.5931 | 75.32 | 109 | 7.8138 | 1.4808 | 19.0153 | 30.9229 | 84.4054 | 117.715 | 8.1808 | 1.4808 | 19.0153 | 30.9229 | 84.4054 | 116.756 | 8.1808 | 1.4808 | 19.0153
U | d256j | 27.5033 | 74.1477 | 107.667 | 7.819 | 1.4808 | 19.0153 | 30.9229 | 84.4054 | 117.715 | 8.1808 | 1.4808 | 19.0153 | 30.9229 | 84.4054 | 116.836 | 8.1808 | 1.4808 | 19.0153
U | d256k | 27.1689 | 73.5069 | 105.298 | 7.8149 | 1.4808 | 19.0153 | 30.9229 | 84.4054 | 117.715 | 8.1808 | 1.4808 | 19.0153 | 30.9229 | 84.4054 | 116.866 | 8.1808 | 1.4808 | 19.0153
U | d256l | 28.9718 | 77.49 | 110.579 | 7.8217 | 1.4808 | 19.0153 | 30.9229 | 84.4054 | 117.715 | 8.1808 | 1.4808 | 19.0153 | 30.9229 | 84.4054 | 117.034 | 8.1808 | 1.4808 | 19.0153
U | d256m | 29.186 | 76.6324 | 106.821 | 7.8232 | 1.4808 | 19.0153 | 30.9229 | 84.4054 | 117.715 | 8.1808 | 1.4808 | 19.0153 | 30.9229 | 84.4054 | 117.04 | 8.1808 | 1.4808 | 19.0153
U | d256n | 29.3981 | 76.5598 | 107.546 | 7.8257 | 1.4808 | 19.0153 | 30.9229 | 84.4054 | 117.715 | 8.1808 | 1.4808 | 19.0153 | 30.9229 | 84.4054 | 117.107 | 8.1808 | 1.4808 | 19.0153
U | d256o | 29.0593 | 75.4831 | 106.832 | 7.8265 | 1.4808 | 19.0153 | 30.9229 | 84.4054 | 117.715 | 8.1808 | 1.4808 | 19.0153 | 30.9229 | 84.4054 | 116.993 | 8.1808 | 1.4808 | 19.0153
U | d256p | 29.4464 | 78.237 | 111.505 | 7.8323 | 1.4808 | 19.0153 | 30.9229 | 84.4054 | 117.715 | 8.1808 | 1.4808 | 19.0153 | 30.9229 | 84.4054 | 117.059 | 8.1808 | 1.4808 | 19.0153
U | d256q | 29.2942 | 80.0205 | 114.136 | 7.8314 | 1.4808 | 19.0153 | 30.9229 | 84.4054 | 117.715 | 8.1808 | 1.4808 | 19.0153 | 30.9229 | 84.4054 | 117.134 | 8.1808 | 1.4808 | 19.0153
U | d256r | 28.5565 | 79.6519 | 114.416 | 7.826 | 1.4808 | 19.0153 | 30.9229 | 84.4054 | 117.715 | 8.1808 | 1.4808 | 19.0153 | 30.9229 | 84.4054 | 116.966 | 8.1808 | 1.4808 | 19.0153
U | d256s | 26.9572 | 77.5207 | 113.524 | 7.8177 | 1.4808 | 19.0153 | 30.9229 | 84.4054 | 117.715 | 8.1808 | 1.4808 | 19.0153 | 30.9229 | 84.4054 | 116.839 | 8.1808 | 1.4808 | 19.0153
U | d256t | 26.025 | 74.3685 | 111.648 | 7.8145 | 1.4808 | 19.0153 | 30.9229 | 84.4054 | 117.715 | 8.1808 | 1.4808 | 19.0153 | 30.9229 | 84.4054 | 116.721 | 8.1808 | 1.4808 | 19.0153
U | d256u | 25.5028 | 72.6547 | 110.381 | 7.8096 | 1.4808 | 19.0153 | 30.9229 | 84.4054 | 116.858 | 8.1808 | 1.4808 | 19.0153 | 30.9229 | 84.4054 | 116.634 | 8.1808 | 1.4808 | 19.0153
U | d256v | 23.446 | 66.7961 | 104.443 | 7.7989 | 1.4808 | 19.0153 | 30.9229 | 84.4054 | 115.73 | 8.1808 | 1.4808 | 19.0153 | 30.9229 | 84.4054 | 116.437 | 8.1808 | 1.4808 | 19.0153
U | d256x | 22.7434 | 65.1601 | 103.538 | 7.7964 | 1.4808 | 19.0153 | 30.9229 | 84.4054 | 114.99 | 8.1808 | 1.4808 | 19.0153 | 30.9229 | 84.4054 | 116.398 | 8.1808 | 1.4808 | 19.0153
U | d256y | 21.5371 | 61.3046 | 98.7468 | 7.7932 | 1.4808 | 19.0153 | 30.9229 | 84.4054 | 113.071 | 8.1808 | 1.4808 | 19.0153 | 30.9229 | 84.4054 | 116.358 | 8.1808 | 1.4808 | 19.0153
U | d257a | 21.3043 | 60.7003 | 98.8346 | 7.791 | 1.4808 | 19.0153 | 30.9229 | 84.4054 | 112.963 | 8.1808 | 1.4808 | 19.0153 | 30.9229 | 84.4054 | 116.348 | 8.1808 | 1.4808 | 19.0153
U | d257b | 21.2587 | 61.7386 | 101.041 | 7.7896 | 1.4808 | 19.0153 | 30.9229 | 84.4054 | 113.392 | 8.1808 | 1.4808 | 19.0153 | 30.9229 | 84.4054 | 116.359 | 8.1808 | 1.4808 | 19.0153
U | d257c | 21.0541 | 61.8309 | 101.741 | 7.7885 | 1.4808 | 19.0153 | 30.9229 | 84.4054 | 113.801 | 8.1808 | 1.4808 | 19.0153 | 30.9229 | 84.4054 | 116.364 | 8.1808 | 1.4808 | 19.0153
U | d257d | 21.0142 | 62.0857 | 102.517 | 7.7872 | 1.4808 | 19.0153 | 30.9229 | 84.4054 | 113.921 | 8.1808 | 1.4808 | 19.0153 | 30.9229 | 84.4054 | 116.373 | 8.1808 | 1.4808 | 19.0153
U | d257e | 20.9085 | 62.3327 | 102.616 | 7.7897 | 1.4808 | 19.0153 | 30.9229 | 84.4054 | 114.445 | 8.1808 | 1.4808 | 19.0153 | 30.9229 | 84.4054 | 116.369 | 8.1808 | 1.4808 | 19.0153
U | d257f | 22.1465 | 67.4678 | 107.541 | 7.7962 | 1.4808 | 19.0153 | 30.9229 | 84.4054 | 116.229 | 8.1808 | 1.4808 | 19.0153 | 30.9229 | 84.4054 | 116.375 | 8.1808 | 1.4808 | 19.0153
U | d257g | 25.3643 | 74.0007 | 113.154 | 7.8107 | 1.4808 | 19.0153 | 30.9229 | 84.4054 | 117.715 | 8.1808 | 1.4808 | 19.0153 | 30.9229 | 84.4054 | 116.505 | 8.1808 | 1.4808 | 19.0153
U | d257h | 26.453 | 74.5909 | 113.805 | 7.8142 | 1.4808 | 19.0153 | 30.9229 | 84.4054 | 117.715 | 8.1808 | 1.4808 | 19.0153 | 30.9229 | 84.4054 | 116.687 | 8.1808 | 1.4808 | 19.0153
U | d257i | 26.9566 | 71.979 | 112.329 | 7.8186 | 1.4808 | 19.0153 | 30.9229 | 84.4054 | 117.715 | 8.1808 | 1.4808 | 19.0153 | 30.9229 | 84.4054 | 116.775 | 8.1808 | 1.4808 | 19.0153
U | d257j | 27.7877 | 72.2961 | 112.163 | 7.8275 | 1.4808 | 19.0153 | 30.9229 | 84.4054 | 117.715 | 8.1808 | 1.4808 | 19.0153 | 30.9229 | 84.4054 | 116.892 | 8.1808 | 1.4808 | 19.0153
U | d257k | 27.1207 | 67.8778 | 109.719 | 7.8184 | 1.4808 | 19.0153 | 30.9229 | 84.4054 | 117.715 | 8.1808 | 1.4808 | 19.0153 | 30.9229 | 84.4054 | 116.855 | 8.1808 | 1.4808 | 19.0153
U | d257l | 27.7756 | 68.6207 | 110.649 | 7.8228 | 1.4808 | 19.0153 | 30.9229 | 84.4054 | 117.715 | 8.1808 | 1.4808 | 19.0153 | 30.9229 | 84.4054 | 116.942 | 8.1808 | 1.4808 | 19.0153
U | d257m | 27.7116 | 66.357 | 107.97 | 7.8278 | 1.4808 | 19.0153 | 30.9229 | 84.4054 | 117.715 | 8.1808 | 1.4808 | 19.0153 | 30.9229 | 84.4054 | 116.96 | 8.1808 | 1.4808 | 19.0153
U | d257n | 27.7061 | 66.5295 | 105.554 | 7.834 | 1.4808 | 19.0153 | 30.9229 | 84.4054 | 117.715 | 8.1808 | 1.4808 | 19.0153 | 30.9229 | 84.4054 | 116.988 | 8.1808 | 1.4808 | 19.0153
U | d257o | 27.4017 | 68.5233 | 109.065 | 7.8344 | 1.4808 | 19.0153 | 30.9229 | 84.4054 | 117.715 | 8.1808 | 1.4808 | 19.0153 | 30.9229 | 84.4054 | 117.014 | 8.1808 | 1.4808 | 19.0153
U | d257p | 27.3023 | 70.9697 | 112.734 | 7.8343 | 1.4808 | 19.0153 | 30.9229 | 84.4054 | 117.715 | 8.1808 | 1.4808 | 19.0153 | 30.9229 | 84.4054 | 117.017 | 8.1808 | 1.4808 | 19.0153
U | d257q | 27.987 | 76.1221 | 115.322 | 7.8471 | 1.4808 | 19.0153 | 30.9229 | 84.4054 | 117.715 | 8.1808 | 1.4808 | 19.0153 | 30.9229 | 84.4054 | 117.319 | 8.1808 | 1.4808 | 19.0153
U | d257r | 27.4878 | 76.6784 | 115.888 | 7.8375 | 1.4808 | 19.0153 | 30.9229 | 84.4054 | 117.715 | 8.1808 | 1.4808 | 19.0153 | 30.9229 | 84.4054 | 117.188 | 8.1808 | 1.4808 | 19.0153
U | d257s | 26.0211 | 73.4129 | 114.723 | 7.828 | 1.4808 | 19.0153 | 30.9229 | 84.4054 | 117.715 | 8.1808 | 1.4808 | 19.0153 | 30.9229 | 84.4054 | 116.97 | 8.1808 | 1.4808 | 19.0153
U | d257t | 24.9698 | 69.6675 | 113.082 | 7.8242 | 1.4808 | 19.0153 | 30.9229 | 84.4054 | 117.715 | 8.1808 | 1.4808 | 19.0153 | 30.9229 | 84.4054 | 116.858 | 8.1808 | 1.4808 | 19.0153
U | d257u | 23.3005 | 65.6492 | 110.09 | 7.8139 | 1.4808 | 19.0153 | 30.9229 | 84.4054 | 115.928 | 8.1808 | 1.4808 | 19.0153 | 30.9229 | 84.4054 | 116.747 | 8.1808 | 1.4808 | 19.0153
U | d257v | 21.5623 | 60.1756 | 103.895 | 7.8014 | 1.4808 | 19.0153 | 30.9229 | 84.4054 | 113.72 | 8.1808 | 1.4808 | 19.0153 | 30.9229 | 84.4054 | 116.543 | 8.1808 | 1.4808 | 19.0153
U | d257x | 20.4533 | 57.1534 | 99.0476 | 7.7967 | 1.4808 | 19.0153 | 30.9229 | 84.4054 | 111.686 | 8.1808 | 1.4808 | 19.0153 | 30.9229 | 84.4054 | 116.461 | 8.1808 | 1.4808 | 19.0153
U | d257y | 19.749 | 56.4405 | 96.9602 | 7.7925 | 1.4808 | 19.0153 | 30.9229 | 84.4054 | 109.233 | 8.1808 | 1.4808 | 19.0153 | 30.9229 | 84.4054 | 116.473 | 8.1808 | 1.4808 | 19.0153
U | d258a | 19.3115 | 55.675 | 95.5865 | 7.7906 | 1.4808 | 19.0153 | 30.9229 | 84.4054 | 108.31 | 8.1808 | 1.4808 | 19.0153 | 30.9229 | 84.4054 | 116.468 | 8.1808 | 1.4808 | 19.0153
U | d258b | 19.3811 | 57.4826 | 97.9912 | 7.7898 | 1.4808 | 19.0153 | 30.9229 | 84.4054 | 108.952 | 8.1808 | 1.4808 | 19.0153 | 30.9229 | 84.4054 | 116.508 | 8.1808 | 1.4808 | 19.0153
U | d258c | 19.5046 | 58.4397 | 98.17 | 7.7889 | 1.4808 | 19.0153 | 30.9229 | 84.4054 | 109.394 | 8.1808 | 1.4808 | 19.0153 | 30.9229 | 84.4054 | 116.544 | 8.1808 | 1.4808 | 19.0153
U | d258d | 19.7535 | 59.3136 | 98.0873 | 7.7891 | 1.4808 | 19.0153 | 30.9229 | 84.4054 | 109.469 | 8.1808 | 1.4808 | 19.0153 | 30.9229 | 84.4054 | 116.567 | 8.1808 | 1.4808 | 19.0153
U | d258e | 20.3076 | 60.7909 | 98.5379 | 7.7917 | 1.4808 | 19.0153 | 30.9229 | 84.4054 | 109.395 | 8.1808 | 1.4808 | 19.0153 | 30.9229 | 84.4054 | 116.628 | 8.1808 | 1.4808 | 19.0153
U | d258f | 22.3991 | 67.4484 | 105.166 | 7.799 | 1.4808 | 19.0153 | 30.9229 | 84.4054 | 110.091 | 8.1808 | 1.4808 | 19.0153 | 30.9229 | 84.4054 | 116.914 | 8.1808 | 1.4808 | 19.0153
U | d258g | 25.5276 | 74.5247 | 111.902 | 7.8142 | 1.4808 | 19.0153 | 30.9229 | 84.4054 | 113.247 | 8.1808 | 1.4808 | 19.0153 | 30.9229 | 84.4054 | 117.715 | 8.1808 | 1.4808 | 19.0153
U | d258h | 28.1246 | 78.1541 | 114.136 | 7.8239 | 1.4808 | 19.0153 | 30.9229 | 84.4054 | 115.166 | 8.1808 | 1.4808 | 19.0153 | 30.9229 | 84.4054 | 117.715 | 8.1808 | 1.4808 | 19.0153
U | d258i | 28.187 | 76.8819 | 112.732 | 7.8244 | 1.4808 | 19.0153 | 30.9229 | 84.4054 | 115.286 | 8.1808 | 1.4808 | 19.0153 | 30.9229 | 84.4054 | 117.715 | 8.1808 | 1.4808 | 19.0153
U | d258j | 28.7338 | 77.3097 | 112.729 | 7.83 | 1.4808 | 19.0153 | 30.9229 | 84.4054 | 115.703 | 8.1808 | 1.4808 | 19.0153 | 30.9229 | 84.4054 | 117.715 | 8.1808 | 1.4808 | 19.0153
U | d258k | 28.271 | 73.943 | 109.305 | 7.8242 | 1.4808 | 19.0153 | 30.9229 | 84.4054 | 115.174 | 8.1808 | 1.4808 | 19.0153 | 30.9229 | 84.4054 | 117.715 | 8.1808 | 1.4808 | 19.0153
U | d258l | 29.1854 | 74.6168 | 111.305 | 7.8307 | 1.4808 | 19.0153 | 30.9229 | 84.4054 | 115.577 | 8.1808 | 1.4808 | 19.0153 | 30.9229 | 84.4054 | 117.715 | 8.1808 | 1.4808 | 19.0153
U | d258m | 29.6255 | 74.4354 | 112.238 | 7.8353 | 1.4808 | 19.0153 | 30.9229 | 84.4054 | 115.713 | 8.1808 | 1.4808 | 19.0153 | 30.9229 | 84.4054 | 117.715 | 8.1808 | 1.4808 | 19.0153
U | d258n | 29.6379 | 72.939 | 111.813 | 7.8365 | 1.4808 | 19.0153 | 30.9229 | 84.4054 | 115.748 | 8.1808 | 1.4808 | 19.0153 | 30.9229 | 84.4054 | 117.715 | 8.1808 | 1.4808 | 19.0153
U | d258o | 30.2184 | 74.7965 | 112.3 | 7.8446 | 1.4808 | 19.0153 | 30.9229 | 84.4054 | 116.137 | 8.1808 | 1.4808 | 19.0153 | 30.9229 | 84.4054 | 117.715 | 8.1808 | 1.4808 | 19.0153
U | d258p | 30.3112 | 74.5393 | 111.716 | 7.8508 | 1.4808 | 19.0153 | 30.9229 | 84.4054 | 116.02 | 8.1808 | 1.4808 | 19.0153 | 30.9229 | 84.4054 | 117.715 | 8.1808 | 1.4808 | 19.0153
U | d258q | 30.8356 | 80.0321 | 115.32 | 7.8755 | 1.4808 | 19.0153 | 30.9229 | 84.4054 | 117.715 | 8.1808 | 1.4808 | 19.0153 | 30.9229 | 84.4054 | 117.715 | 8.1808 | 1.4808 | 19.0153
U | d258r | 30.3954 | 77.7524 | 114.715 | 7.8582 | 1.4808 | 19.0153 | 30.9229 | 84.4054 | 116.32 | 8.1808 | 1.4808 | 19.0153 | 30.9229 | 84.4054 | 117.715 | 8.1808 | 1.4808 | 19.0153
U | d258s | 29.2681 | 74.1356 | 113.269 | 7.8472 | 1.4808 | 19.0153 | 30.9229 | 84.4054 | 115.501 | 8.1808 | 1.4808 | 19.0153 | 30.9229 | 84.4054 | 117.715 | 8.1808 | 1.4808 | 19.0153
U | d258t | 26.5836 | 65.5625 | 106.475 | 7.8305 | 1.4808 | 19.0153 | 30.9229 | 84.4054 | 113.512 | 8.1808 | 1.4808 | 19.0153 | 30.9229 | 84.4054 | 117.51 | 8.1808 | 1.4808 | 19.0153
U | d258u | 26.5888 | 64.3463 | 105.111 | 7.8255 | 1.4808 | 19.0153 | 30.9229 | 84.4054 | 112.681 | 8.1808 | 1.4808 | 19.0153 | 30.9229 | 84.4054 | 117.191 | 8.1808 | 1.4808 | 19.0153
U | d258v | 25.1861 | 59.6326 | 98.4019 | 7.814 | 1.4808 | 19.0153 | 30.9229 | 84.4054 | 110.115 | 8.1808 | 1.4808 | 19.0153 | 30.9229 | 84.4054 | 116.964 | 8.1808 | 1.4808 | 19.0153
U | d258x | 24.1566 | 56.7337 | 94.6373 | 7.8058 | 1.4808 | 19.0153 | 30.9229 | 84.4054 | 107.791 | 8.1808 | 1.4808 | 19.0153 | 30.9229 | 84.4054 | 116.757 | 8.1808 | 1.4808 | 19.0153
U | d258y | 23.2716 | 54.2483 | 90.3982 | 7.801 | 1.4808 | 19.0153 | 30.9229 | 84.4054 | 106.059 | 8.1808 | 1.4808 | 19.0153 | 30.9229 | 84.4054 | 116.623 | 8.1808 | 1.4808 | 19.0153
U | d259a | 23.376 | 54.608 | 91.099 | 7.8001 | 1.4808 | 19.0153 | 30.9229 | 84.4054 | 106.311 | 8.1808 | 1.4808 | 19.0153 | 30.9229 | 84.4054 | 116.669 | 8.1808 | 1.4808 | 19.0153
U | d259b | 22.9395 | 53.7266 | 89.9566 | 7.7996 | 1.4808 | 19.0153 | 30.9229 | 84.4054 | 106.349 | 8.1808 | 1.4808 | 19.0153 | 30.9229 | 84.4054 | 116.705 | 8.1808 | 1.4808 | 19.0153
U | d259c | 23.0568 | 52.7611 | 88.8908 | 7.7993 | 1.4808 | 19.0153 | 30.9229 | 84.4054 | 106.298 | 8.1808 | 1.4808 | 19.0153 | 30.9229 | 84.4054 | 116.691 | 8.1808 | 1.4808 | 19.0153
U | d259d | 23.0325 | 52.765 | 89.4646 | 7.8007 | 1.4808 | 19.0153 | 30.9229 | 84.4054 | 106.346 | 8.1808 | 1.4808 | 19.0153 | 30.9229 | 84.4054 | 116.715 | 8.1808 | 1.4808 | 19.0153
U | d259e | 23.5314 | 53.4475 | 90.4917 | 7.804 | 1.4808 | 19.0153 | 30.9229 | 84.4054 | 105.977 | 8.1808 | 1.4808 | 19.0153 | 30.9229 | 84.4054 | 116.777 | 8.1808 | 1.4808 | 19.0153
U | d259f | 25.2562 | 59.9415 | 98.0578 | 7.8123 | 1.4808 | 19.0153 | 30.9229 | 84.4054 | 106.96 | 8.1808 | 1.4808 | 19.0153 | 30.9229 | 84.4054 | 117.119 | 8.1808 | 1.4808 | 19.0153
U | d259g | 27.1366 | 64.5593 | 103.458 | 7.8263 | 1.4808 | 19.0153 | 30.9229 | 84.4054 | 109.126 | 8.1808 | 1.4808 | 19.0153 | 30.9229 | 84.4054 | 117.369 | 8.1808 | 1.4808 | 19.0153
U | d259h | 28.089 | 69.4178 | 109.293 | 7.8378 | 1.4808 | 19.0153 | 30.9229 | 84.4054 | 113.094 | 8.1808 | 1.4808 | 19.0153 | 30.9229 | 84.4054 | 117.486 | 8.1808 | 1.4808 | 19.0153
U | d259i | 27.1545 | 64.4393 | 104.333 | 7.8365 | 1.4808 | 19.0153 | 30.9229 | 84.4054 | 113.266 | 8.1808 | 1.4808 | 19.0153 | 30.9229 | 84.4054 | 117.467 | 8.1808 | 1.4808 | 19.0153
U | d259j | 27.6041 | 61.9289 | 102.624 | 7.8435 | 1.4808 | 19.0153 | 30.9229 | 84.4054 | 113.349 | 8.1808 | 1.4808 | 19.0153 | 30.9229 | 84.4054 | 117.464 | 8.1808 | 1.4808 | 19.0153
U | d259k | 28.3033 | 64.4753 | 102.853 | 7.837 | 1.4808 | 19.0153 | 30.9229 | 84.4054 | 114.239 | 8.1808 | 1.4808 | 19.0153 | 30.9229 | 84.4054 | 117.482 | 8.1808 | 1.4808 | 19.0153
U | d259l | 27.6627 | 58.3171 | 89.6412 | 7.8298 | 1.4808 | 19.0153 | 30.9229 | 84.4054 | 113.198 | 8.1808 | 1.4808 | 19.0153 | 30.9229 | 84.4054 | 117.463 | 8.1808 | 1.4808 | 19.0153
U | d259m | 28.0248 | 59.7024 | 90.0372 | 7.8292 | 1.4808 | 19.0153 | 30.9229 | 84.4054 | 113.907 | 8.1808 | 1.4808 | 19.0153 | 30.9229 | 84.4054 | 117.47 | 8.1808 | 1.4808 | 19.0153
U | d259n | 28.6549 | 64.3017 | 95.4776 | 7.8319 | 1.4808 | 19.0153 | 30.9229 | 84.4054 | 114.503 | 8.1808 | 1.4808 | 19.0153 | 30.9229 | 84.4054 | 117.482 | 8.1808 | 1.4808 | 19.0153
U | d259o | 28.8358 | 67.5984 | 101.922 | 7.8308 | 1.4808 | 19.0153 | 30.9229 | 84.4054 | 114.741 | 8.1808 | 1.4808 | 19.0153 | 30.9229 | 84.4054 | 117.495 | 8.1808 | 1.4808 | 19.0153
U | d259p | 28.2037 | 68.2759 | 102.846 | 7.8317 | 1.4808 | 19.0153 | 30.9229 | 84.4054 | 114.224 | 8.1808 | 1.4808 | 19.0153 | 30.9229 | 84.4054 | 117.469 | 8.1808 | 1.4808 | 19.0153
U | d259q | 30.2229 | 76.7026 | 112.554 | 7.8597 | 1.4808 | 19.0153 | 30.9229 | 84.4054 | 115.844 | 8.1808 | 1.4808 | 19.0153 | 30.9229 | 84.4054 | 117.715 | 8.1808 | 1.4808 | 19.0153
U | d259r | 30.5554 | 79.396 | 115.041 | 7.877 | 1.4808 | 19.0153 | 30.9229 | 84.4054 | 116.165 | 8.1808 | 1.4808 | 19.0153 | 30.9229 | 84.4054 | 117.715 | 8.1808 | 1.4808 | 19.0153
U | d259s | 27.5192 | 73.37 | 109.561 | 7.8461 | 1.4808 | 19.0153 | 30.9229 | 84.4054 | 114.228 | 8.1808 | 1.4808 | 19.0153 | 30.9229 | 84.4054 | 117.451 | 8.1808 | 1.4808 | 19.0153
U | d259t | 26.7657 | 70.318 | 106.044 | 7.844 | 1.4808 | 19.0153 | 30.9229 | 84.4054 | 113.074 | 8.1808 | 1.4808 | 19.0153 | 30.9229 | 84.4054 | 117.29 | 8.1808 | 1.4808 | 19.0153
U | d259u | 26.2388 | 66.7372 | 101.111 | 7.8355 | 1.4808 | 19.0153 | 30.9229 | 84.4054 | 111.437 | 8.1808 | 1.4808 | 19.0153 | 30.9229 | 84.4054 | 116.978 | 8.1808 | 1.4808 | 19.0153
U | d259v | 25.5833 | 64.3643 | 98.4254 | 7.8251 | 1.4808 | 19.0153 | 30.9229 | 84.4054 | 110.343 | 8.1808 | 1.4808 | 19.0153 | 30.9229 | 84.4054 | 116.804 | 8.1808 | 1.4808 | 19.0153
U | d259x | 24.4788 | 58.1934 | 91.6684 | 7.8126 | 1.4808 | 19.0153 | 30.9229 | 84.4054 | 107.489 | 8.1808 | 1.4808 | 19.0153 | 30.9229 | 84.4054 | 116.644 | 8.1808 | 1.4808 | 19.0153
U | d259y | 24.358 | 56.354 | 89.0838 | 7.8088 | 1.4808 | 19.0153 | 30.9229 | 84.4054 | 108.388 | 8.1808 | 1.4808 | 19.0153 | 30.9229 | 84.4054 | 116.612 | 8.1808 | 1.4808 | 19.0153
U | d260a | 24.3748 | 56.0513 | 89.0349 | 7.807 | 1.4808 | 19.0153 | 30.9229 | 84.4054 | 108.289 | 8.1808 | 1.4808 | 19.0153 | 30.9229 | 84.4054 | 116.604 | 8.1808 | 1.4808 | 19.0153
U | d260b | 24.7122 | 58.0707 | 92.1547 | 7.8068 | 1.4808 | 19.0153 | 30.9229 | 84.4054 | 109.102 | 8.1808 | 1.4808 | 19.0153 | 30.9229 | 84.4054 | 116.623 | 8.1808 | 1.4808 | 19.0153
U | d260c | 24.9711 | 59.0791 | 93.1443 | 7.8081 | 1.4808 | 19.0153 | 30.9229 | 84.4054 | 109.605 | 8.1808 | 1.4808 | 19.0153 | 30.9229 | 84.4054 | 116.632 | 8.1808 | 1.4808 | 19.0153
U | d260d | 25.1649 | 59.8977 | 93.4807 | 7.8074 | 1.4808 | 19.0153 | 30.9229 | 84.4054 | 110.057 | 8.1808 | 1.4808 | 19.0153 | 30.9229 | 84.4054 | 116.637 | 8.1808 | 1.4808 | 19.0153
U | d260e | 25.5018 | 59.3852 | 92.2246 | 7.8072 | 1.4808 | 19.0153 | 30.9229 | 84.4054 | 111.349 | 8.1808 | 1.4808 | 19.0153 | 30.9229 | 84.4054 | 116.676 | 8.1808 | 1.4808 | 19.0153
U | d260f | 26.4553 | 60.3329 | 92.4443 | 7.8113 | 1.4808 | 19.0153 | 30.9229 | 84.4054 | 114.284 | 8.1808 | 1.4808 | 19.0153 | 30.9229 | 84.4054 | 116.896 | 8.1808 | 1.4808 | 19.0153
U | d260g | 27.9344 | 65.3861 | 98.3231 | 7.8173 | 1.4808 | 19.0153 | 30.9229 | 84.4054 | 116.563 | 8.1808 | 1.4808 | 19.0153 | 30.9229 | 84.4054 | 117.168 | 8.1808 | 1.4808 | 19.0153
U | d260h | 28.9078 | 70.4325 | 103.638 | 7.8232 | 1.4808 | 19.0153 | 30.9229 | 84.4054 | 117.203 | 8.1808 | 1.4808 | 19.0153 | 30.9229 | 84.4054 | 117.324 | 8.1808 | 1.4808 | 19.0153
U | d260i | 29.3184 | 69.2856 | 100.338 | 7.8249 | 1.4808 | 19.0153 | 30.9229 | 84.4054 | 117.233 | 8.1808 | 1.4808 | 19.0153 | 30.9229 | 84.4054 | 117.345 | 8.1808 | 1.4808 | 19.0153
U | d260j | 29.3723 | 64.8937 | 92.1064 | 7.8294 | 1.4808 | 19.0153 | 30.9229 | 84.4054 | 117.231 | 8.1808 | 1.4808 | 19.0153 | 30.9229 | 84.4054 | 117.346 | 8.1808 | 1.4808 | 19.0153
U | d260k | 29.4953 | 65.4319 | 92.3307 | 7.832 | 1.4808 | 19.0153 | 30.9229 | 84.4054 | 117.264 | 8.1808 | 1.4808 | 19.0153 | 30.9229 | 84.4054 | 117.368 | 8.1808 | 1.4808 | 19.0153
U | d260l | 30.0254 | 66.5015 | 94.572 | 7.8418 | 1.4808 | 19.0153 | 30.9229 | 84.4054 | 117.288 | 8.1808 | 1.4808 | 19.0153 | 30.9229 | 84.4054 | 117.384 | 8.1808 | 1.4808 | 19.0153
U | d260m | 30.7575 | 68.1736 | 97.4635 | 7.8555 | 1.4808 | 19.0153 | 30.9229 | 84.4054 | 117.325 | 8.1808 | 1.4808 | 19.0153 | 30.9229 | 84.4054 | 117.41 | 8.1808 | 1.4808 | 19.0153
U | d260n | 30.9152 | 70.3166 | 102.466 | 7.8552 | 1.4808 | 19.0153 | 30.9229 | 84.4054 | 117.337 | 8.1808 | 1.4808 | 19.0153 | 30.9229 | 84.4054 | 117.418 | 8.1808 | 1.4808 | 19.0153
U | d260o | 30.9229 | 71.6597 | 104.726 | 7.8568 | 1.4808 | 19.0153 | 30.9229 | 84.4054 | 117.315 | 8.1808 | 1.4808 | 19.0153 | 30.9229 | 84.4054 | 117.406 | 8.1808 | 1.4808 | 19.0153
U | d260p | 30.9229 | 76.7059 | 111.778 | 7.9359 | 1.4808 | 19.0153 | 30.9229 | 84.4054 | 117.445 | 8.1808 | 1.4808 | 19.0153 | 30.9229 | 84.4054 | 117.55 | 8.1808 | 1.4808 | 19.0153
U | d260q | 30.9229 | 81.0636 | 114.8 | 8.0846 | 1.4808 | 19.0153 | 30.9229 | 84.4054 | 117.715 | 8.1808 | 1.4808 | 19.0153 | 30.9229 | 84.4054 | 117.715 | 8.1808 | 1.4808 | 19.0153
U | d260r | 30.9229 | 78.1803 | 112.537 | 8.0874 | 1.4808 | 19.0153 | 30.9229 | 84.4054 | 117.714 | 8.1808 | 1.4808 | 19.0153 | 30.9229 | 84.4054 | 117.715 | 8.1808 | 1.4808 | 19.0153
U | d260s | 30.9229 | 73.9834 | 110.481 | 8.0075 | 1.4808 | 19.0153 | 30.9229 | 84.4054 | 117.343 | 8.1808 | 1.4808 | 19.0153 | 30.9229 | 84.4054 | 117.475 | 8.1808 | 1.4808 | 19.0153
U | d260t | 30.9229 | 68.0024 | 105.487 | 7.935 | 1.4808 | 19.0153 | 30.9229 | 84.4054 | 117.195 | 8.1808 | 1.4808 | 19.0153 | 30.9229 | 84.4054 | 117.346 | 8.1808 | 1.4808 | 19.0153
U | d260u | 30.6557 | 63.1982 | 99.6564 | 7.8694 | 1.4808 | 19.0153 | 30.9229 | 84.4054 | 116.452 | 8.1808 | 1.4808 | 19.0153 | 30.9229 | 84.4054 | 117.154 | 8.1808 | 1.4808 | 19.0153
U | d260v | 30.2925 | 59.8875 | 95.2223 | 7.8385 | 1.4808 | 19.0153 | 30.9229 | 84.4054 | 115.514 | 8.1808 | 1.4808 | 19.0153 | 30.9229 | 84.4054 | 116.979 | 8.1808 | 1.4808 | 19.0153
U | d260x | 29.7087 | 56.3608 | 89.3769 | 7.8209 | 1.4808 | 19.0153 | 30.9229 | 84.4054 | 113.708 | 8.1808 | 1.4808 | 19.0153 | 30.9229 | 84.4054 | 116.742 | 8.1808 | 1.4808 | 19.0153
U | d260y | 29.6437 | 55.097 | 88.7751 | 7.819 | 1.4808 | 19.0153 | 30.9229 | 84.4054 | 113.08 | 8.1808 | 1.4808 | 19.0153 | 30.9229 | 84.4054 | 116.711 | 8.1808 | 1.4808 | 19.0153
U | d261a | 29.2992 | 54.1128 | 87.2625 | 7.8157 | 1.4808 | 19.0153 | 30.9229 | 84.4054 | 112.721 | 8.1808 | 1.4808 | 19.0153 | 30.9229 | 84.4054 | 116.689 | 8.1808 | 1.4808 | 19.0153
U | d261b | 29.3053 | 56.3599 | 91.5665 | 7.8152 | 1.4808 | 19.0153 | 30.9229 | 84.4054 | 113.674 | 8.1808 | 1.4808 | 19.0153 | 30.9229 | 84.4054 | 116.759 | 8.1808 | 1.4808 | 19.0153
U | d261c | 29.1552 | 55.3801 | 91.201 | 7.8156 | 1.4808 | 19.0153 | 30.9229 | 84.4054 | 113.684 | 8.1808 | 1.4808 | 19.0153 | 30.9229 | 84.4054 | 116.766 | 8.1808 | 1.4808 | 19.0153
U | d261d | 29.0482 | 54.1101 | 90.3855 | 7.8152 | 1.4808 | 19.0153 | 30.9229 | 84.4054 | 113.685 | 8.1808 | 1.4808 | 19.0153 | 30.9229 | 84.4054 | 116.759 | 8.1808 | 1.4808 | 19.0153
U | d261e | 29.2224 | 52.7938 | 90.151 | 7.8159 | 1.4808 | 19.0153 | 30.9229 | 84.4054 | 114.512 | 8.1808 | 1.4808 | 19.0153 | 30.9229 | 84.4054 | 116.874 | 8.1808 | 1.4808 | 19.0153
U | d261f | 29.7237 | 54.4367 | 92.4776 | 7.8238 | 1.4808 | 19.0153 | 30.9229 | 84.4054 | 116.445 | 8.1808 | 1.4808 | 19.0153 | 30.9229 | 84.4054 | 117.171 | 8.1808 | 1.4808 | 19.0153
U | d261g | 30.9229 | 61.0874 | 101.522 | 7.8568 | 1.4808 | 19.0153 | 30.9229 | 84.4054 | 117.715 | 8.1808 | 1.4808 | 19.0153 | 30.9229 | 84.4054 | 117.715 | 8.1808 | 1.4808 | 19.0153
U | d261h | 30.9229 | 67.7202 | 107.942 | 7.9684 | 1.4808 | 19.0153 | 30.9229 | 84.4054 | 117.715 | 8.1808 | 1.4808 | 19.0153 | 30.9229 | 84.4054 | 117.715 | 8.1808 | 1.4808 | 19.0153
U | d261i | 30.9229 | 65.6905 | 106.117 | 7.9482 | 1.4808 | 19.0153 | 30.9229 | 84.4054 | 117.715 | 8.1808 | 1.4808 | 19.0153 | 30.9229 | 84.4054 | 117.715 | 8.1808 | 1.4808 | 19.0153
U | d261j | 30.9229 | 64.1282 | 104.782 | 8.0088 | 1.4808 | 19.0153 | 30.9229 | 84.4054 | 117.715 | 8.1808 | 1.4808 | 19.0153 | 30.9229 | 84.4054 | 117.715 | 8.1808 | 1.4808 | 19.0153
U | d261k | 30.9229 | 62.8416 | 103.12 | 7.9679 | 1.4808 | 19.0153 | 30.9229 | 84.4054 | 117.715 | 8.1808 | 1.4808 | 19.0153 | 30.9229 | 84.4054 | 117.715 | 8.1808 | 1.4808 | 19.0153
U | d261l | 30.9229 | 59.8714 | 103.221 | 7.9626 | 1.4808 | 19.0153 | 30.9229 | 84.4054 | 117.715 | 8.1808 | 1.4808 | 19.0153 | 30.9229 | 84.4054 | 117.715 | 8.1808 | 1.4808 | 19.0153
U | d261m | 30.9229 | 60.5217 | 105.204 | 7.943 | 1.4808 | 19.0153 | 30.9229 | 84.4054 | 117.715 | 8.1808 | 1.4808 | 19.0153 | 30.9229 | 84.4054 | 117.715 | 8.1808 | 1.4808 | 19.0153
U | d261n | 30.9229 | 60.7781 | 104.159 | 7.9158 | 1.4808 | 19.0153 | 30.9229 | 84.4054 | 117.715 | 8.1808 | 1.4808 | 19.0153 | 30.9229 | 84.4054 | 117.715 | 8.1808 | 1.4808 | 19.0153
U | d261o | 30.9229 | 60.7058 | 102.943 | 7.921 | 1.4808 | 19.0153 | 30.9229 | 84.4054 | 117.715 | 8.1808 | 1.4808 | 19.0153 | 30.9229 | 84.4054 | 117.715 | 8.1808 | 1.4808 | 19.0153
U | d261p | 30.9229 | 65.0438 | 107.21 | 7.9731 | 1.4808 | 19.0153 | 30.9229 | 84.4054 | 117.715 | 8.1808 | 1.4808 | 19.0153 | 30.9229 | 84.4054 | 117.715 | 8.1808 | 1.4808 | 19.0153
U | d261q | 30.9229 | 71.4217 | 111.986 | 8.0229 | 1.4808 | 19.0153 | 30.9229 | 84.4054 | 117.715 | 8.1808 | 1.4808 | 19.0153 | 30.9229 | 84.4054 | 117.715 | 8.1808 | 1.4808 | 19.0153
U | d261r | 30.9229 | 71.7516 | 112.398 | 7.9966 | 1.4808 | 19.0153 | 30.9229 | 84.4054 | 117.715 | 8.1808 | 1.4808 | 19.0153 | 30.9229 | 84.4054 | 117.715 | 8.1808 | 1.4808 | 19.0153
U | d261s | 30.9229 | 65.0967 | 108.07 | 7.8783 | 1.4808 | 19.0153 | 30.9229 | 84.4054 | 117.715 | 8.1808 | 1.4808 | 19.0153 | 30.9229 | 84.4054 | 117.715 | 8.1808 | 1.4808 | 19.0153
U | d261t | 30.9229 | 62.48 | 105.093 | 7.8621 | 1.4808 | 19.0153 | 30.9229 | 84.4054 | 117.715 | 8.1808 | 1.4808 | 19.0153 | 30.9229 | 84.4054 | 117.715 | 8.1808 | 1.4808 | 19.0153
U | d261u | 30.303 | 57.6248 | 97.9139 | 7.8391 | 1.4808 | 19.0153 | 30.9229 | 84.4054 | 116.651 | 8.1808 | 1.4808 | 19.0153 | 30.9229 | 84.4054 | 117.239 | 8.1808 | 1.4808 | 19.0153
U | d261v | 29.1884 | 56.003 | 95.0146 | 7.8239 | 1.4808 | 19.0153 | 30.9229 | 84.4054 | 116.178 | 8.1808 | 1.4808 | 19.0153 | 30.9229 | 84.4054 | 117.137 | 8.1808 | 1.4808 | 19.0153
U | d261x | 28.5306 | 52.6478 | 87.8991 | 7.8147 | 1.4808 | 19.0153 | 30.9229 | 84.4054 | 114.435 | 8.1808 | 1.4808 | 19.0153 | 30.9229 | 84.4054 | 116.81 | 8.1808 | 1.4808 | 19.0153
U | d261y | 27.5784 | 50.9052 | 84.5542 | 7.8117 | 1.4808 | 19.0153 | 30.9229 | 84.4054 | 113.219 | 8.1808 | 1.4808 | 19.0153 | 30.9229 | 84.4054 | 116.709 | 8.1808 | 1.4808 | 19.0153
U | d262a | 26.4788 | 49.9479 | 84.1529 | 7.809 | 1.4808 | 19.0153 | 30.9229 | 84.4054 | 113.094 | 8.1808 | 1.4808 | 19.0153 | 30.9229 | 84.4054 | 116.701 | 8.1808 | 1.4808 | 19.0153
U | d262b | 26.0191 | 50.5197 | 86.8503 | 7.8087 | 1.4808 | 19.0153 | 30.9229 | 84.4054 | 113.571 | 8.1808 | 1.4808 | 19.0153 | 30.9229 | 84.4054 | 116.763 | 8.1808 | 1.4808 | 19.0153
U | d262c | 25.6688 | 50.1988 | 87.6857 | 7.8088 | 1.4808 | 19.0153 | 30.9229 | 84.4054 | 113.755 | 8.1808 | 1.4808 | 19.0153 | 30.9229 | 84.4054 | 116.805 | 8.1808 | 1.4808 | 19.0153
U | d262d | 25.2143 | 49.6163 | 86.932 | 7.8088 | 1.4808 | 19.0153 | 30.9229 | 84.4054 | 113.905 | 8.1808 | 1.4808 | 19.0153 | 30.9229 | 84.4054 | 116.814 | 8.1808 | 1.4808 | 19.0153
U | d262e | 25.4272 | 51.0831 | 88.5748 | 7.814 | 1.4808 | 19.0153 | 30.9229 | 84.4054 | 114.806 | 8.1808 | 1.4808 | 19.0153 | 30.9229 | 84.4054 | 116.933 | 8.1808 | 1.4808 | 19.0153
U | d262f | 26.6463 | 57.6302 | 95.2051 | 7.8303 | 1.4808 | 19.0153 | 30.9229 | 84.4054 | 116.537 | 8.1808 | 1.4808 | 19.0153 | 30.9229 | 84.4054 | 117.207 | 8.1808 | 1.4808 | 19.0153
U | d262g | 29.4001 | 63.8413 | 103.511 | 7.8955 | 1.4808 | 19.0153 | 30.9229 | 84.4054 | 117.715 | 8.1808 | 1.4808 | 19.0153 | 30.9229 | 84.4054 | 117.715 | 8.1808 | 1.4808 | 19.0153
U | d262h | 30.2739 | 64.9804 | 104.999 | 7.9142 | 1.4808 | 19.0153 | 30.9229 | 84.4054 | 117.715 | 8.1808 | 1.4808 | 19.0153 | 30.9229 | 84.4054 | 117.715 | 8.1808 | 1.4808 | 19.0153
U | d262i | 30.5031 | 62.5918 | 101.551 | 7.922 | 1.4808 | 19.0153 | 30.9229 | 84.4054 | 117.715 | 8.1808 | 1.4808 | 19.0153 | 30.9229 | 84.4054 | 117.715 | 8.1808 | 1.4808 | 19.0153
U | d262j | 30.6087 | 61.0817 | 100.534 | 7.9796 | 1.4808 | 19.0153 | 30.9229 | 84.4054 | 117.715 | 8.1808 | 1.4808 | 19.0153 | 30.9229 | 84.4054 | 117.715 | 8.1808 | 1.4808 | 19.0153
U | d262k | 30.484 | 57.7848 | 95.3888 | 7.937 | 1.4808 | 19.0153 | 30.9229 | 84.4054 | 117.715 | 8.1808 | 1.4808 | 19.0153 | 30.9229 | 84.4054 | 117.715 | 8.1808 | 1.4808 | 19.0153
U | d262l | 30.2902 | 55.1323 | 94.978 | 7.9375 | 1.4808 | 19.0153 | 30.9229 | 84.4054 | 117.715 | 8.1808 | 1.4808 | 19.0153 | 30.9229 | 84.4054 | 117.715 | 8.1808 | 1.4808 | 19.0153
U | d262m | 30.1647 | 55.777 | 93.1078 | 7.9513 | 1.4808 | 19.0153 | 30.9229 | 84.4054 | 117.715 | 8.1808 | 1.4808 | 19.0153 | 30.9229 | 84.4054 | 117.715 | 8.1808 | 1.4808 | 19.0153
U | d262n | 30.4838 | 59.9587 | 101.535 | 8.0209 | 1.4808 | 19.0153 | 30.9229 | 84.4054 | 117.715 | 8.1808 | 1.4808 | 19.0153 | 30.9229 | 84.4054 | 117.715 | 8.1808 | 1.4808 | 19.0153
U | d262o | 30.5477 | 62.8717 | 106.574 | 8.0737 | 1.4808 | 19.0153 | 30.9229 | 84.4054 | 117.715 | 8.1808 | 1.4808 | 19.0153 | 30.9229 | 84.4054 | 117.715 | 8.1808 | 1.4808 | 19.0153
U | d262p | 30.8627 | 65.7589 | 107.936 | 8.1499 | 1.4808 | 19.0153 | 30.9229 | 84.4054 | 117.715 | 8.1808 | 1.4808 | 19.0153 | 30.9229 | 84.4054 | 117.715 | 8.1808 | 1.4808 | 19.0153
U | d262q | 30.7634 | 67.2034 | 110.561 | 8.0192 | 1.4808 | 19.0153 | 30.9229 | 84.4054 | 117.715 | 8.1808 | 1.4808 | 19.0153 | 30.9229 | 84.4054 | 117.715 | 8.1808 | 1.4808 | 19.0153
U | d262r | 30.5692 | 68.43 | 112.105 | 8.0374 | 1.4808 | 19.0153 | 30.9229 | 84.4054 | 117.715 | 8.1808 | 1.4808 | 19.0153 | 30.9229 | 84.4054 | 117.715 | 8.1808 | 1.4808 | 19.0153
U | d262s | 29.5754 | 63.2405 | 109.184 | 7.918 | 1.4808 | 19.0153 | 30.9229 | 84.4054 | 117.715 | 8.1808 | 1.4808 | 19.0153 | 30.9229 | 84.4054 | 117.715 | 8.1808 | 1.4808 | 19.0153
U | d262t | 27.9325 | 56.871 | 102.524 | 7.8838 | 1.4808 | 19.0153 | 30.9229 | 84.4054 | 117.109 | 8.1808 | 1.4808 | 19.0153 | 30.9229 | 84.4054 | 117.443 | 8.1808 | 1.4808 | 19.0153
U | d262u | 25.9821 | 54.162 | 99.0979 | 7.8537 | 1.4808 | 19.0153 | 30.9229 | 84.4054 | 116.372 | 8.1808 | 1.4808 | 19.0153 | 30.9229 | 84.4054 | 116.948 | 8.1808 | 1.4808 | 19.0153
U | d262v | 24.7048 | 53.2487 | 97.5086 | 7.8301 | 1.4808 | 19.0153 | 30.9229 | 84.4054 | 115.769 | 8.1808 | 1.4808 | 19.0153 | 30.9229 | 84.4054 | 116.827 | 8.1808 | 1.4808 | 19.0153
U | d262x | 23.3361 | 49.0155 | 90.0098 | 7.8127 | 1.4808 | 19.0153 | 30.9229 | 84.4054 | 113.993 | 8.1808 | 1.4808 | 19.0153 | 30.9229 | 84.4054 | 116.668 | 8.1808 | 1.4808 | 19.0153
U | d262y | 22.1742 | 47.5883 | 86.8556 | 7.8078 | 1.4808 | 19.0153 | 30.9229 | 84.4054 | 112.957 | 8.1808 | 1.4808 | 19.0153 | 30.9229 | 84.4054 | 116.615 | 8.1808 | 1.4808 | 19.0153
U | d263a | 21.5473 | 47.5089 | 87.1146 | 7.8056 | 1.4808 | 19.0153 | 30.9229 | 84.4054 | 113.034 | 8.1808 | 1.4808 | 19.0153 | 30.9229 | 84.4054 | 116.609 | 8.1808 | 1.4808 | 19.0153
U | d263b | 21.2018 | 49.5026 | 91.4716 | 7.8049 | 1.4808 | 19.0153 | 30.9229 | 84.4054 | 113.707 | 8.1808 | 1.4808 | 19.0153 | 30.9229 | 84.4054 | 116.63 | 8.1808 | 1.4808 | 19.0153
U | d263c | 20.6551 | 49.7218 | 92.5782 | 7.8042 | 1.4808 | 19.0153 | 30.9229 | 84.4054 | 114.05 | 8.1808 | 1.4808 | 19.0153 | 30.9229 | 84.4054 | 116.637 | 8.1808 | 1.4808 | 19.0153
U | d263d | 20.4667 | 49.6404 | 92.9809 | 7.8061 | 1.4808 | 19.0153 | 30.9229 | 84.4054 | 114.189 | 8.1808 | 1.4808 | 19.0153 | 30.9229 | 84.4054 | 116.637 | 8.1808 | 1.4808 | 19.0153
U | d263e | 20.4642 | 49.7952 | 93.1838 | 7.808 | 1.4808 | 19.0153 | 30.9229 | 84.4054 | 114.859 | 8.1808 | 1.4808 | 19.0153 | 30.9229 | 84.4054 | 116.629 | 8.1808 | 1.4808 | 19.0153
U | d263f | 22.1275 | 56.3612 | 101.226 | 7.8205 | 1.4808 | 19.0153 | 30.9229 | 84.4054 | 116.558 | 8.1808 | 1.4808 | 19.0153 | 30.9229 | 84.4054 | 116.639 | 8.1808 | 1.4808 | 19.0153
U | d263g | 24.6931 | 60.4388 | 107.29 | 7.848 | 1.4808 | 19.0153 | 30.9229 | 84.4054 | 117.642 | 8.1808 | 1.4808 | 19.0153 | 30.9229 | 84.4054 | 116.684 | 8.1808 | 1.4808 | 19.0153
U | d263h | 26.437 | 62.9713 | 110.823 | 7.8516 | 1.4808 | 19.0153 | 30.9229 | 84.4054 | 117.715 | 8.1808 | 1.4808 | 19.0153 | 30.9229 | 84.4054 | 116.82 | 8.1808 | 1.4808 | 19.0153
U | d263i | 28.0642 | 64.9798 | 113.389 | 7.86 | 1.4808 | 19.0153 | 30.9229 | 84.4054 | 117.715 | 8.1808 | 1.4808 | 19.0153 | 30.9229 | 84.4054 | 116.968 | 8.1808 | 1.4808 | 19.0153
U | d263j | 28.2006 | 65.7436 | 113.944 | 7.8671 | 1.4808 | 19.0153 | 30.9229 | 84.4054 | 117.715 | 8.1808 | 1.4808 | 19.0153 | 30.9229 | 84.4054 | 117.018 | 8.1808 | 1.4808 | 19.0153
U | d263k | 28.5092 | 69.7457 | 115.106 | 7.859 | 1.4808 | 19.0153 | 30.9229 | 84.4054 | 117.715 | 8.1808 | 1.4808 | 19.0153 | 30.9229 | 84.4054 | 117.079 | 8.1808 | 1.4808 | 19.0153
U | d263l | 28.3677 | 71.0201 | 114.908 | 7.857 | 1.4808 | 19.0153 | 30.9229 | 84.4054 | 117.715 | 8.1808 | 1.4808 | 19.0153 | 30.9229 | 84.4054 | 117.1 | 8.1808 | 1.4808 | 19.0153
U | d263m | 29.7808 | 76.5703 | 116.217 | 7.9137 | 1.4808 | 19.0153 | 30.9229 | 84.4054 | 117.715 | 8.1808 | 1.4808 | 19.0153 | 30.9229 | 84.4054 | 117.715 | 8.1808 | 1.4808 | 19.0153
U | d263n | 29.0698 | 74.5555 | 115.643 | 7.8748 | 1.4808 | 19.0153 | 30.9229 | 84.4054 | 117.715 | 8.1808 | 1.4808 | 19.0153 | 30.9229 | 84.4054 | 117.24 | 8.1808 | 1.4808 | 19.0153
U | d263o | 28.7357 | 74.6668 | 115.752 | 7.8606 | 1.4808 | 19.0153 | 30.9229 | 84.4054 | 117.715 | 8.1808 | 1.4808 | 19.0153 | 30.9229 | 84.4054 | 117.179 | 8.1808 | 1.4808 | 19.0153
U | d263p | 28.7336 | 75.6673 | 116.044 | 7.8593 | 1.4808 | 19.0153 | 30.9229 | 84.4054 | 117.715 | 8.1808 | 1.4808 | 19.0153 | 30.9229 | 84.4054 | 117.153 | 8.1808 | 1.4808 | 19.0153
U | d263q | 28.4898 | 74.9665 | 115.824 | 7.8525 | 1.4808 | 19.0153 | 30.9229 | 84.4054 | 117.715 | 8.1808 | 1.4808 | 19.0153 | 30.9229 | 84.4054 | 117.154 | 8.1808 | 1.4808 | 19.0153
U | d263r | 28.2993 | 74.832 | 115.885 | 7.8513 | 1.4808 | 19.0153 | 30.9229 | 84.4054 | 117.715 | 8.1808 | 1.4808 | 19.0153 | 30.9229 | 84.4054 | 117.134 | 8.1808 | 1.4808 | 19.0153
U | d263s | 27.3173 | 69.1734 | 114.52 | 7.8372 | 1.4808 | 19.0153 | 30.9229 | 84.4054 | 117.715 | 8.1808 | 1.4808 | 19.0153 | 30.9229 | 84.4054 | 117.021 | 8.1808 | 1.4808 | 19.0153
U | d263t | 27.2109 | 67.0837 | 113.642 | 7.835 | 1.4808 | 19.0153 | 30.9229 | 84.4054 | 117.715 | 8.1808 | 1.4808 | 19.0153 | 30.9229 | 84.4054 | 116.947 | 8.1808 | 1.4808 | 19.0153
U | d263u | 25.1857 | 62.9779 | 110.717 | 7.8211 | 1.4808 | 19.0153 | 30.9229 | 84.4054 | 116.917 | 8.1808 | 1.4808 | 19.0153 | 30.9229 | 84.4054 | 116.851 | 8.1808 | 1.4808 | 19.0153
U | d263v | 23.4246 | 59.5052 | 106.824 | 7.8103 | 1.4808 | 19.0153 | 30.9229 | 84.4054 | 116.464 | 8.1808 | 1.4808 | 19.0153 | 30.9229 | 84.4054 | 116.741 | 8.1808 | 1.4808 | 19.0153
U | d263x | 22.0543 | 56.4251 | 100.308 | 7.8016 | 1.4808 | 19.0153 | 30.9229 | 84.4054 | 114.573 | 8.1808 | 1.4808 | 19.0153 | 30.9229 | 84.4054 | 116.647 | 8.1808 | 1.4808 | 19.0153
U | d263y | 20.8247 | 53.9245 | 96.0874 | 7.7973 | 1.4808 | 19.0153 | 30.9229 | 84.4054 | 113.188 | 8.1808 | 1.4808 | 19.0153 | 30.9229 | 84.4054 | 116.634 | 8.1808 | 1.4808 | 19.0153
U | d264a | 20.746 | 53.9542 | 97.8598 | 7.7962 | 1.4808 | 19.0153 | 30.9229 | 84.4054 | 113.776 | 8.1808 | 1.4808 | 19.0153 | 30.9229 | 84.4054 | 116.645 | 8.1808 | 1.4808 | 19.0153
U | d264b | 20.0444 | 52.5244 | 97.3154 | 7.7945 | 1.4808 | 19.0153 | 30.9229 | 84.4054 | 113.361 | 8.1808 | 1.4808 | 19.0153 | 30.9229 | 84.4054 | 116.645 | 8.1808 | 1.4808 | 19.0153
U | d264c | 20.2696 | 52.7107 | 98.7365 | 7.7945 | 1.4808 | 19.0153 | 30.9229 | 84.4054 | 114.145 | 8.1808 | 1.4808 | 19.0153 | 30.9229 | 84.4054 | 116.658 | 8.1808 | 1.4808 | 19.0153
U | d264d | 20.5888 | 52.2932 | 98.6163 | 7.7946 | 1.4808 | 19.0153 | 30.9229 | 84.4054 | 114.4 | 8.1808 | 1.4808 | 19.0153 | 30.9229 | 84.4054 | 116.666 | 8.1808 | 1.4808 | 19.0153
U | d264e | 21.2648 | 52.0711 | 99.1001 | 7.7969 | 1.4808 | 19.0153 | 30.9229 | 84.4054 | 114.966 | 8.1808 | 1.4808 | 19.0153 | 30.9229 | 84.4054 | 116.669 | 8.1808 | 1.4808 | 19.0153
U | d264f | 23.1128 | 57.4573 | 105.992 | 7.8036 | 1.4808 | 19.0153 | 30.9229 | 84.4054 | 116.647 | 8.1808 | 1.4808 | 19.0153 | 30.9229 | 84.4054 | 116.689 | 8.1808 | 1.4808 | 19.0153
U | d264g | 26.4761 | 62.7377 | 111.924 | 7.8201 | 1.4808 | 19.0153 | 30.9229 | 84.4054 | 117.715 | 8.1808 | 1.4808 | 19.0153 | 30.9229 | 84.4054 | 116.783 | 8.1808 | 1.4808 | 19.0153
U | d264h | 28.7746 | 66.9472 | 114.4 | 7.8267 | 1.4808 | 19.0153 | 30.9229 | 84.4054 | 117.715 | 8.1808 | 1.4808 | 19.0153 | 30.9229 | 84.4054 | 116.939 | 8.1808 | 1.4808 | 19.0153
U | d264i | 28.6304 | 63.3292 | 113.231 | 7.8235 | 1.4808 | 19.0153 | 30.9229 | 84.4054 | 117.715 | 8.1808 | 1.4808 | 19.0153 | 30.9229 | 84.4054 | 116.955 | 8.1808 | 1.4808 | 19.0153
U | d264j | 29.1932 | 63.1717 | 113.356 | 7.8287 | 1.4808 | 19.0153 | 30.9229 | 84.4054 | 117.715 | 8.1808 | 1.4808 | 19.0153 | 30.9229 | 84.4054 | 117.013 | 8.1808 | 1.4808 | 19.0153
U | d264k | 29.1774 | 63.1199 | 113.6 | 7.8259 | 1.4808 | 19.0153 | 30.9229 | 84.4054 | 117.715 | 8.1808 | 1.4808 | 19.0153 | 30.9229 | 84.4054 | 117.033 | 8.1808 | 1.4808 | 19.0153
U | d264l | 28.7597 | 62.8534 | 113.453 | 7.8244 | 1.4808 | 19.0153 | 30.9229 | 84.4054 | 117.715 | 8.1808 | 1.4808 | 19.0153 | 30.9229 | 84.4054 | 117.043 | 8.1808 | 1.4808 | 19.0153
U | d264m | 29.4199 | 67.2774 | 114.696 | 7.8326 | 1.4808 | 19.0153 | 30.9229 | 84.4054 | 117.715 | 8.1808 | 1.4808 | 19.0153 | 30.9229 | 84.4054 | 117.138 | 8.1808 | 1.4808 | 19.0153
U | d264n | 29.1885 | 66.769 | 114.784 | 7.833 | 1.4808 | 19.0153 | 30.9229 | 84.4054 | 117.715 | 8.1808 | 1.4808 | 19.0153 | 30.9229 | 84.4054 | 117.129 | 8.1808 | 1.4808 | 19.0153
U | d264o | 29.0259 | 67.4979 | 115.176 | 7.8328 | 1.4808 | 19.0153 | 30.9229 | 84.4054 | 117.715 | 8.1808 | 1.4808 | 19.0153 | 30.9229 | 84.4054 | 117.118 | 8.1808 | 1.4808 | 19.0153
U | d264p | 29.4582 | 70.8069 | 115.916 | 7.84 | 1.4808 | 19.0153 | 30.9229 | 84.4054 | 117.715 | 8.1808 | 1.4808 | 19.0153 | 30.9229 | 84.4054 | 117.199 | 8.1808 | 1.4808 | 19.0153
U | d264q | 29.9351 | 73.3603 | 116.756 | 7.8436 | 1.4808 | 19.0153 | 30.9229 | 84.4054 | 117.715 | 8.1808 | 1.4808 | 19.0153 | 30.9229 | 84.4054 | 117.598 | 8.1808 | 1.4808 | 19.0153
U | d264r | 29.4167 | 71.4728 | 116.2 | 7.8388 | 1.4808 | 19.0153 | 30.9229 | 84.4054 | 117.715 | 8.1808 | 1.4808 | 19.0153 | 30.9229 | 84.4054 | 117.222 | 8.1808 | 1.4808 | 19.0153
U | d264s | 27.9537 | 67.7573 | 115.117 | 7.8288 | 1.4808 | 19.0153 | 30.9229 | 84.4054 | 117.715 | 8.1808 | 1.4808 | 19.0153 | 30.9229 | 84.4054 | 117.08 | 8.1808 | 1.4808 | 19.0153
U | d264t | 27.0151 | 64.5228 | 113.867 | 7.8248 | 1.4808 | 19.0153 | 30.9229 | 84.4054 | 117.715 | 8.1808 | 1.4808 | 19.0153 | 30.9229 | 84.4054 | 116.994 | 8.1808 | 1.4808 | 19.0153
U | d264u | 24.5316 | 59.552 | 109.871 | 7.8148 | 1.4808 | 19.0153 | 30.9229 | 84.4054 | 115.442 | 8.1808 | 1.4808 | 19.0153 | 30.9229 | 84.4054 | 116.878 | 8.1808 | 1.4808 | 19.0153
U | d264v | 23.2845 | 58.0782 | 106.866 | 7.8084 | 1.4808 | 19.0153 | 30.9229 | 84.4054 | 113.906 | 8.1808 | 1.4808 | 19.0153 | 30.9229 | 84.4054 | 116.795 | 8.1808 | 1.4808 | 19.0153
U | d264x | 22.016 | 55.4062 | 101.248 | 7.801 | 1.4808 | 19.0153 | 30.9229 | 84.4054 | 111.584 | 8.1808 | 1.4808 | 19.0153 | 30.9229 | 84.4054 | 116.719 | 8.1808 | 1.4808 | 19.0153
U | d264y | 20.2623 | 52.1957 | 94.684 | 7.7965 | 1.4808 | 19.0153 | 30.9229 | 84.4054 | 108.275 | 8.1808 | 1.4808 | 19.0153 | 30.9229 | 84.4054 | 116.706 | 8.1808 | 1.4808 | 19.0153
U | d265a | 19.7771 | 52.1528 | 94.0428 | 7.7956 | 1.4808 | 19.0153 | 30.9229 | 84.4054 | 107.659 | 8.1808 | 1.4808 | 19.0153 | 30.9229 | 84.4054 | 116.709 | 8.1808 | 1.4808 | 19.0153
U | d265b | 19.3653 | 53.8363 | 95.528 | 7.795 | 1.4808 | 19.0153 | 30.9229 | 84.4054 | 107.905 | 8.1808 | 1.4808 | 19.0153 | 30.9229 | 84.4054 | 116.734 | 8.1808 | 1.4808 | 19.0153
U | d265c | 19.259 | 55.3842 | 96.201 | 7.795 | 1.4808 | 19.0153 | 30.9229 | 84.4054 | 108.166 | 8.1808 | 1.4808 | 19.0153 | 30.9229 | 84.4054 | 116.763 | 8.1808 | 1.4808 | 19.0153
U | d265d | 18.9921 | 55.0186 | 94.6034 | 7.7946 | 1.4808 | 19.0153 | 30.9229 | 84.4054 | 107.816 | 8.1808 | 1.4808 | 19.0153 | 30.9229 | 84.4054 | 116.764 | 8.1808 | 1.4808 | 19.0153
U | d265e | 19.1329 | 55.53 | 94.4318 | 7.7974 | 1.4808 | 19.0153 | 30.9229 | 84.4054 | 107.404 | 8.1808 | 1.4808 | 19.0153 | 30.9229 | 84.4054 | 116.814 | 8.1808 | 1.4808 | 19.0153
U | d265f | 20.8555 | 60.8977 | 100.484 | 7.804 | 1.4808 | 19.0153 | 30.9229 | 84.4054 | 108 | 8.1808 | 1.4808 | 19.0153 | 30.9229 | 84.4054 | 117.014 | 8.1808 | 1.4808 | 19.0153
U | d265g | 25.6197 | 68.7925 | 110.069 | 7.821 | 1.4808 | 19.0153 | 30.9229 | 84.4054 | 111.621 | 8.1808 | 1.4808 | 19.0153 | 30.9229 | 84.4054 | 117.715 | 8.1808 | 1.4808 | 19.0153
U | d265h | 27.3279 | 71.2318 | 111.968 | 7.825 | 1.4808 | 19.0153 | 30.9229 | 84.4054 | 113.71 | 8.1808 | 1.4808 | 19.0153 | 30.9229 | 84.4054 | 117.715 | 8.1808 | 1.4808 | 19.0153
U | d265i | 27.3656 | 68.5948 | 109 | 7.8263 | 1.4808 | 19.0153 | 30.9229 | 84.4054 | 113.986 | 8.1808 | 1.4808 | 19.0153 | 30.9229 | 84.4054 | 117.715 | 8.1808 | 1.4808 | 19.0153
U | d265j | 27.8492 | 67.5742 | 107.37 | 7.8309 | 1.4808 | 19.0153 | 30.9229 | 84.4054 | 114.26 | 8.1808 | 1.4808 | 19.0153 | 30.9229 | 84.4054 | 117.715 | 8.1808 | 1.4808 | 19.0153
U | d265k | 27.4855 | 62.4163 | 99.535 | 7.8268 | 1.4808 | 19.0153 | 30.9229 | 84.4054 | 113.822 | 8.1808 | 1.4808 | 19.0153 | 30.9229 | 84.4054 | 117.715 | 8.1808 | 1.4808 | 19.0153
U | d265l | 27.1481 | 59.3125 | 91.998 | 7.8258 | 1.4808 | 19.0153 | 30.9229 | 84.4054 | 113.566 | 8.1808 | 1.4808 | 19.0153 | 30.9229 | 84.4054 | 117.715 | 8.1808 | 1.4808 | 19.0153
U | d265m | 28.234 | 60.8303 | 93.0003 | 7.8336 | 1.4808 | 19.0153 | 30.9229 | 84.4054 | 115.003 | 8.1808 | 1.4808 | 19.0153 | 30.9229 | 84.4054 | 117.715 | 8.1808 | 1.4808 | 19.0153
U | d265n | 27.3879 | 55.1217 | 85.8352 | 7.8274 | 1.4808 | 19.0153 | 30.9229 | 84.4054 | 114.145 | 8.1808 | 1.4808 | 19.0153 | 30.9229 | 84.4054 | 117.715 | 8.1808 | 1.4808 | 19.0153
U | d265o | 27.9639 | 55.7621 | 89.8808 | 7.8292 | 1.4808 | 19.0153 | 30.9229 | 84.4054 | 114.585 | 8.1808 | 1.4808 | 19.0153 | 30.9229 | 84.4054 | 117.715 | 8.1808 | 1.4808 | 19.0153
U | d265p | 27.902 | 56.0165 | 94.9336 | 7.8287 | 1.4808 | 19.0153 | 30.9229 | 84.4054 | 114.575 | 8.1808 | 1.4808 | 19.0153 | 30.9229 | 84.4054 | 117.715 | 8.1808 | 1.4808 | 19.0153
U | d265q | 28.9286 | 64.9306 | 109.171 | 7.8406 | 1.4808 | 19.0153 | 30.9229 | 84.4054 | 116.218 | 8.1808 | 1.4808 | 19.0153 | 30.9229 | 84.4054 | 117.715 | 8.1808 | 1.4808 | 19.0153
U | d265r | 28.1701 | 64.4881 | 111.019 | 7.8357 | 1.4808 | 19.0153 | 30.9229 | 84.4054 | 115.495 | 8.1808 | 1.4808 | 19.0153 | 30.9229 | 84.4054 | 117.715 | 8.1808 | 1.4808 | 19.0153
U | d265s | 26.9458 | 62.7249 | 110.252 | 7.8255 | 1.4808 | 19.0153 | 30.9229 | 84.4054 | 114.771 | 8.1808 | 1.4808 | 19.0153 | 30.9229 | 84.4054 | 117.715 | 8.1808 | 1.4808 | 19.0153
U | d265t | 25.914 | 58.1575 | 106.425 | 7.8212 | 1.4808 | 19.0153 | 30.9229 | 84.4054 | 113.676 | 8.1808 | 1.4808 | 19.0153 | 30.9229 | 84.4054 | 117.715 | 8.1808 | 1.4808 | 19.0153
U | d265u | 23.8517 | 52.1111 | 99.519 | 7.8122 | 1.4808 | 19.0153 | 30.9229 | 84.4054 | 111.772 | 8.1808 | 1.4808 | 19.0153 | 30.9229 | 84.4054 | 117.172 | 8.1808 | 1.4808 | 19.0153
U | d265v | 22.5022 | 49.5898 | 95.6963 | 7.8039 | 1.4808 | 19.0153 | 30.9229 | 84.4054 | 110.438 | 8.1808 | 1.4808 | 19.0153 | 30.9229 | 84.4054 | 117.02 | 8.1808 | 1.4808 | 19.0153
U | d265x | 21.5006 | 48.4703 | 92.9574 | 7.7982 | 1.4808 | 19.0153 | 30.9229 | 84.4054 | 109.151 | 8.1808 | 1.4808 | 19.0153 | 30.9229 | 84.4054 | 116.901 | 8.1808 | 1.4808 | 19.0153
U | d265y | 19.9205 | 43.6618 | 87.5391 | 7.7934 | 1.4808 | 19.0153 | 30.9229 | 84.4054 | 107.227 | 8.1808 | 1.4808 | 19.0153 | 30.9229 | 84.4054 | 116.803 | 8.1808 | 1.4808 | 19.0153
U | d266a | 19.305 | 43.9824 | 88.9388 | 7.7913 | 1.4808 | 19.0153 | 30.9229 | 84.4054 | 107.074 | 8.1808 | 1.4808 | 19.0153 | 30.9229 | 84.4054 | 116.804 | 8.1808 | 1.4808 | 19.0153
U | d266b | 18.8254 | 45.8057 | 92.1465 | 7.7905 | 1.4808 | 19.0153 | 30.9229 | 84.4054 | 107.957 | 8.1808 | 1.4808 | 19.0153 | 30.9229 | 84.4054 | 116.833 | 8.1808 | 1.4808 | 19.0153
U | d266c | 18.3963 | 47.7756 | 93.7109 | 7.7903 | 1.4808 | 19.0153 | 30.9229 | 84.4054 | 108.623 | 8.1808 | 1.4808 | 19.0153 | 30.9229 | 84.4054 | 116.852 | 8.1808 | 1.4808 | 19.0153
U | d266d | 18.2478 | 49.2963 | 94.9015 | 7.7911 | 1.4808 | 19.0153 | 30.9229 | 84.4054 | 109.161 | 8.1808 | 1.4808 | 19.0153 | 30.9229 | 84.4054 | 116.86 | 8.1808 | 1.4808 | 19.0153
U | d266e | 18.4319 | 50.9618 | 95.1946 | 7.7947 | 1.4808 | 19.0153 | 30.9229 | 84.4054 | 109.19 | 8.1808 | 1.4808 | 19.0153 | 30.9229 | 84.4054 | 116.912 | 8.1808 | 1.4808 | 19.0153
U | d266f | 20.0291 | 56.8199 | 99.848 | 7.7996 | 1.4808 | 19.0153 | 30.9229 | 84.4054 | 109.587 | 8.1808 | 1.4808 | 19.0153 | 30.9229 | 84.4054 | 117.14 | 8.1808 | 1.4808 | 19.0153
U | d266g | 22.074 | 61.5767 | 106.274 | 7.8061 | 1.4808 | 19.0153 | 30.9229 | 84.4054 | 111.508 | 8.1808 | 1.4808 | 19.0153 | 30.9229 | 84.4054 | 117.539 | 8.1808 | 1.4808 | 19.0153
U | d266h | 23.0908 | 65.2198 | 110.332 | 7.8068 | 1.4808 | 19.0153 | 30.9229 | 84.4054 | 113.878 | 8.1808 | 1.4808 | 19.0153 | 30.9229 | 84.4054 | 117.715 | 8.1808 | 1.4808 | 19.0153
U | d266i | 23.5004 | 63.8303 | 108.515 | 7.808 | 1.4808 | 19.0153 | 30.9229 | 84.4054 | 114.45 | 8.1808 | 1.4808 | 19.0153 | 30.9229 | 84.4054 | 117.715 | 8.1808 | 1.4808 | 19.0153
U | d266j | 23.5849 | 60.9199 | 107.003 | 7.8098 | 1.4808 | 19.0153 | 30.9229 | 84.4054 | 114.526 | 8.1808 | 1.4808 | 19.0153 | 30.9229 | 84.4054 | 117.715 | 8.1808 | 1.4808 | 19.0153
U | d266k | 23.7482 | 58.4653 | 106.233 | 7.8084 | 1.4808 | 19.0153 | 30.9229 | 84.4054 | 114.405 | 8.1808 | 1.4808 | 19.0153 | 30.9229 | 84.4054 | 117.715 | 8.1808 | 1.4808 | 19.0153
U | d266l | 24.5812 | 59.6668 | 108.337 | 7.8117 | 1.4808 | 19.0153 | 30.9229 | 84.4054 | 115.062 | 8.1808 | 1.4808 | 19.0153 | 30.9229 | 84.4054 | 117.715 | 8.1808 | 1.4808 | 19.0153
U | d266m | 24.3796 | 58.6821 | 107.075 | 7.8117 | 1.4808 | 19.0153 | 30.9229 | 84.4054 | 115.1 | 8.1808 | 1.4808 | 19.0153 | 30.9229 | 84.4054 | 117.715 | 8.1808 | 1.4808 | 19.0153
U | d266n | 24.2832 | 59.4171 | 109.141 | 7.8125 | 1.4808 | 19.0153 | 30.9229 | 84.4054 | 115.25 | 8.1808 | 1.4808 | 19.0153 | 30.9229 | 84.4054 | 117.715 | 8.1808 | 1.4808 | 19.0153
U | d266o | 23.9516 | 58.8647 | 104.597 | 7.8113 | 1.4808 | 19.0153 | 30.9229 | 84.4054 | 115.14 | 8.1808 | 1.4808 | 19.0153 | 30.9229 | 84.4054 | 117.715 | 8.1808 | 1.4808 | 19.0153
U | d266p | 23.7459 | 62.2963 | 105.692 | 7.8119 | 1.4808 | 19.0153 | 30.9229 | 84.4054 | 115.293 | 8.1808 | 1.4808 | 19.0153 | 30.9229 | 84.4054 | 117.715 | 8.1808 | 1.4808 | 19.0153
U | d266q | 26.6244 | 71.2778 | 113.931 | 7.821 | 1.4808 | 19.0153 | 30.9229 | 84.4054 | 116.694 | 8.1808 | 1.4808 | 19.0153 | 30.9229 | 84.4054 | 117.715 | 8.1808 | 1.4808 | 19.0153
U | d266r | 24.9659 | 69.597 | 113.601 | 7.8165 | 1.4808 | 19.0153 | 30.9229 | 84.4054 | 115.848 | 8.1808 | 1.4808 | 19.0153 | 30.9229 | 84.4054 | 117.715 | 8.1808 | 1.4808 | 19.0153
U | d266s | 23.8082 | 67.0882 | 112.466 | 7.8133 | 1.4808 | 19.0153 | 30.9229 | 84.4054 | 115.407 | 8.1808 | 1.4808 | 19.0153 | 30.9229 | 84.4054 | 117.715 | 8.1808 | 1.4808 | 19.0153
U | d266t | 22.5781 | 59.4475 | 105.438 | 7.8092 | 1.4808 | 19.0153 | 30.9229 | 84.4054 | 114.358 | 8.1808 | 1.4808 | 19.0153 | 30.9229 | 84.4054 | 117.53 | 8.1808 | 1.4808 | 19.0153
U | d266u | 21.5043 | 53.609 | 98.0781 | 7.8059 | 1.4808 | 19.0153 | 30.9229 | 84.4054 | 113.39 | 8.1808 | 1.4808 | 19.0153 | 30.9229 | 84.4054 | 117.146 | 8.1808 | 1.4808 | 19.0153
U | d266v | 20.4977 | 51.3734 | 95.778 | 7.8026 | 1.4808 | 19.0153 | 30.9229 | 84.4054 | 112.971 | 8.1808 | 1.4808 | 19.0153 | 30.9229 | 84.4054 | 117.002 | 8.1808 | 1.4808 | 19.0153
U | d266x | 19.5902 | 49.7234 | 92.1123 | 7.798 | 1.4808 | 19.0153 | 30.9229 | 84.4054 | 112.481 | 8.1808 | 1.4808 | 19.0153 | 30.9229 | 84.4054 | 116.917 | 8.1808 | 1.4808 | 19.0153
U | d266y | 18.8461 | 46.0181 | 87.0245 | 7.7947 | 1.4808 | 19.0153 | 30.9229 | 84.4054 | 112.317 | 8.1808 | 1.4808 | 19.0153 | 30.9229 | 84.4054 | 116.861 | 8.1808 | 1.4808 | 19.0153
U | d267a | 18.2715 | 45.8612 | 86.4781 | 7.7918 | 1.4808 | 19.0153 | 30.9229 | 84.4054 | 112.419 | 8.1808 | 1.4808 | 19.0153 | 30.9229 | 84.4054 | 116.857 | 8.1808 | 1.4808 | 19.0153
U | d267b | 18.0873 | 47.8084 | 88.7795 | 7.7918 | 1.4808 | 19.0153 | 30.9229 | 84.4054 | 112.813 | 8.1808 | 1.4808 | 19.0153 | 30.9229 | 84.4054 | 116.872 | 8.1808 | 1.4808 | 19.0153
U | d267c | 18.1157 | 48.8905 | 89.5567 | 7.7916 | 1.4808 | 19.0153 | 30.9229 | 84.4054 | 113.031 | 8.1808 | 1.4808 | 19.0153 | 30.9229 | 84.4054 | 116.893 | 8.1808 | 1.4808 | 19.0153
U | d267d | 18.1753 | 49.9902 | 89.8999 | 7.7913 | 1.4808 | 19.0153 | 30.9229 | 84.4054 | 113.095 | 8.1808 | 1.4808 | 19.0153 | 30.9229 | 84.4054 | 116.895 | 8.1808 | 1.4808 | 19.0153
U | d267e | 18.1735 | 49.3255 | 88.1775 | 7.7909 | 1.4808 | 19.0153 | 30.9229 | 84.4054 | 113.877 | 8.1808 | 1.4808 | 19.0153 | 30.9229 | 84.4054 | 116.932 | 8.1808 | 1.4808 | 19.0153
U | d267f | 18.6509 | 50.771 | 88.5673 | 7.7929 | 1.4808 | 19.0153 | 30.9229 | 84.4054 | 115.365 | 8.1808 | 1.4808 | 19.0153 | 30.9229 | 84.4054 | 117.145 | 8.1808 | 1.4808 | 19.0153
U | d267g | 20.1289 | 56.2932 | 96.1561 | 7.7966 | 1.4808 | 19.0153 | 30.9229 | 84.4054 | 116.984 | 8.1808 | 1.4808 | 19.0153 | 30.9229 | 84.4054 | 117.522 | 8.1808 | 1.4808 | 19.0153
U | d267h | 21.1813 | 60.7384 | 100.73 | 7.7993 | 1.4808 | 19.0153 | 30.9229 | 84.4054 | 117.324 | 8.1808 | 1.4808 | 19.0153 | 30.9229 | 84.4054 | 117.632 | 8.1808 | 1.4808 | 19.0153
U | d267i | 21.2046 | 60.8361 | 96.9602 | 7.7998 | 1.4808 | 19.0153 | 30.9229 | 84.4054 | 117.338 | 8.1808 | 1.4808 | 19.0153 | 30.9229 | 84.4054 | 117.633 | 8.1808 | 1.4808 | 19.0153
U | d267j | 21.2045 | 58.333 | 90.7652 | 7.8021 | 1.4808 | 19.0153 | 30.9229 | 84.4054 | 117.336 | 8.1808 | 1.4808 | 19.0153 | 30.9229 | 84.4054 | 117.633 | 8.1808 | 1.4808 | 19.0153
U | d267k | 21.8011 | 57.5509 | 93.2711 | 7.803 | 1.4808 | 19.0153 | 30.9229 | 84.4054 | 117.347 | 8.1808 | 1.4808 | 19.0153 | 30.9229 | 84.4054 | 117.634 | 8.1808 | 1.4808 | 19.0153
U | d267l | 22.645 | 60.2765 | 101.229 | 7.8066 | 1.4808 | 19.0153 | 30.9229 | 84.4054 | 117.37 | 8.1808 | 1.4808 | 19.0153 | 30.9229 | 84.4054 | 117.635 | 8.1808 | 1.4808 | 19.0153
U | d267m | 22.1437 | 58.3361 | 103.485 | 7.8074 | 1.4808 | 19.0153 | 30.9229 | 84.4054 | 117.359 | 8.1808 | 1.4808 | 19.0153 | 30.9229 | 84.4054 | 117.634 | 8.1808 | 1.4808 | 19.0153
U | d267n | 23.3471 | 62.4392 | 107.251 | 7.8121 | 1.4808 | 19.0153 | 30.9229 | 84.4054 | 117.389 | 8.1808 | 1.4808 | 19.0153 | 30.9229 | 84.4054 | 117.636 | 8.1808 | 1.4808 | 19.0153
U | d267o | 23.9528 | 64.2617 | 104.775 | 7.8136 | 1.4808 | 19.0153 | 30.9229 | 84.4054 | 117.396 | 8.1808 | 1.4808 | 19.0153 | 30.9229 | 84.4054 | 117.637 | 8.1808 | 1.4808 | 19.0153
U | d267p | 24.4492 | 66.2722 | 103.805 | 7.8174 | 1.4808 | 19.0153 | 30.9229 | 84.4054 | 117.401 | 8.1808 | 1.4808 | 19.0153 | 30.9229 | 84.4054 | 117.638 | 8.1808 | 1.4808 | 19.0153
U | d267q | 27.0863 | 75.548 | 114.022 | 7.8311 | 1.4808 | 19.0153 | 30.9229 | 84.4054 | 117.715 | 8.1808 | 1.4808 | 19.0153 | 30.9229 | 84.4054 | 117.715 | 8.1808 | 1.4808 | 19.0153
U | d267r | 26.9293 | 75.5332 | 114.283 | 7.8325 | 1.4808 | 19.0153 | 30.9229 | 84.4054 | 117.715 | 8.1808 | 1.4808 | 19.0153 | 30.9229 | 84.4054 | 117.715 | 8.1808 | 1.4808 | 19.0153
U | d267s | 25.2767 | 72.7617 | 112.982 | 7.8248 | 1.4808 | 19.0153 | 30.9229 | 84.4054 | 117.462 | 8.1808 | 1.4808 | 19.0153 | 30.9229 | 84.4054 | 117.672 | 8.1808 | 1.4808 | 19.0153
U | d267t | 23.6298 | 66.2665 | 107.185 | 7.8177 | 1.4808 | 19.0153 | 30.9229 | 84.4054 | 117.309 | 8.1808 | 1.4808 | 19.0153 | 30.9229 | 84.4054 | 117.628 | 8.1808 | 1.4808 | 19.0153
U | d267u | 22.6402 | 61.6777 | 101.115 | 7.8102 | 1.4808 | 19.0153 | 30.9229 | 84.4054 | 117.05 | 8.1808 | 1.4808 | 19.0153 | 30.9229 | 84.4054 | 117.266 | 8.1808 | 1.4808 | 19.0153
U | d267v | 22.3956 | 61.3271 | 99.9004 | 7.8061 | 1.4808 | 19.0153 | 30.9229 | 84.4054 | 116.958 | 8.1808 | 1.4808 | 19.0153 | 30.9229 | 84.4054 | 117.216 | 8.1808 | 1.4808 | 19.0153
U | d267x | 21.3668 | 56.0599 | 91.9256 | 7.7988 | 1.4808 | 19.0153 | 30.9229 | 84.4054 | 116.328 | 8.1808 | 1.4808 | 19.0153 | 30.9229 | 84.4054 | 116.98 | 8.1808 | 1.4808 | 19.0153
U | d267y | 20.7569 | 53.5516 | 89.1298 | 7.7966 | 1.4808 | 19.0153 | 30.9229 | 84.4054 | 116.009 | 8.1808 | 1.4808 | 19.0153 | 30.9229 | 84.4054 | 116.919 | 8.1808 | 1.4808 | 19.0153
U | d268a | 20.2887 | 53.9651 | 88.5906 | 7.7947 | 1.4808 | 19.0153 | 30.9229 | 84.4054 | 115.995 | 8.1808 | 1.4808 | 19.0153 | 30.9229 | 84.4054 | 116.917 | 8.1808 | 1.4808 | 19.0153
U | d268b | 20.4039 | 56.314 | 91.0796 | 7.7939 | 1.4808 | 19.0153 | 30.9229 | 84.4054 | 116.078 | 8.1808 | 1.4808 | 19.0153 | 30.9229 | 84.4054 | 116.945 | 8.1808 | 1.4808 | 19.0153
U | d268c | 20.6555 | 58.0631 | 92.1192 | 7.7936 | 1.4808 | 19.0153 | 30.9229 | 84.4054 | 116.134 | 8.1808 | 1.4808 | 19.0153 | 30.9229 | 84.4054 | 116.974 | 8.1808 | 1.4808 | 19.0153
U | d268d | 20.8271 | 58.426 | 92.1218 | 7.7931 | 1.4808 | 19.0153 | 30.9229 | 84.4054 | 116.186 | 8.1808 | 1.4808 | 19.0153 | 30.9229 | 84.4054 | 116.986 | 8.1808 | 1.4808 | 19.0153
U | d268e | 21.029 | 57.567 | 91.4935 | 7.7934 | 1.4808 | 19.0153 | 30.9229 | 84.4054 | 116.487 | 8.1808 | 1.4808 | 19.0153 | 30.9229 | 84.4054 | 117.08 | 8.1808 | 1.4808 | 19.0153
U | d268f | 22.1955 | 59.9344 | 95.1654 | 7.7978 | 1.4808 | 19.0153 | 30.9229 | 84.4054 | 117.074 | 8.1808 | 1.4808 | 19.0153 | 30.9229 | 84.4054 | 117.302 | 8.1808 | 1.4808 | 19.0153
U | d268g | 24.0815 | 65.1448 | 101.606 | 7.8059 | 1.4808 | 19.0153 | 30.9229 | 84.4054 | 117.715 | 8.1808 | 1.4808 | 19.0153 | 30.9229 | 84.4054 | 117.715 | 8.1808 | 1.4808 | 19.0153
U | d268h | 26.9654 | 72.0078 | 108.574 | 7.8161 | 1.4808 | 19.0153 | 30.9229 | 84.4054 | 117.715 | 8.1808 | 1.4808 | 19.0153 | 30.9229 | 84.4054 | 117.715 | 8.1808 | 1.4808 | 19.0153
U | d268i | 27.9601 | 71.8291 | 105.026 | 7.8203 | 1.4808 | 19.0153 | 30.9229 | 84.4054 | 117.715 | 8.1808 | 1.4808 | 19.0153 | 30.9229 | 84.4054 | 117.715 | 8.1808 | 1.4808 | 19.0153
U | d268j | 27.939 | 67.7404 | 99.6595 | 7.8254 | 1.4808 | 19.0153 | 30.9229 | 84.4054 | 117.715 | 8.1808 | 1.4808 | 19.0153 | 30.9229 | 84.4054 | 117.715 | 8.1808 | 1.4808 | 19.0153
U | d268k | 28.2943 | 64.6123 | 100.175 | 7.8229 | 1.4808 | 19.0153 | 30.9229 | 84.4054 | 117.715 | 8.1808 | 1.4808 | 19.0153 | 30.9229 | 84.4054 | 117.715 | 8.1808 | 1.4808 | 19.0153
U | d268l | 29.0101 | 65.3262 | 105.847 | 7.825 | 1.4808 | 19.0153 | 30.9229 | 84.4054 | 117.715 | 8.1808 | 1.4808 | 19.0153 | 30.9229 | 84.4054 | 117.715 | 8.1808 | 1.4808 | 19.0153
U | d268m | 29.3423 | 66.9128 | 101.832 | 7.8282 | 1.4808 | 19.0153 | 30.9229 | 84.4054 | 117.715 | 8.1808 | 1.4808 | 19.0153 | 30.9229 | 84.4054 | 117.715 | 8.1808 | 1.4808 | 19.0153
U | d268n | 29.5176 | 67.6582 | 106.322 | 7.8324 | 1.4808 | 19.0153 | 30.9229 | 84.4054 | 117.715 | 8.1808 | 1.4808 | 19.0153 | 30.9229 | 84.4054 | 117.715 | 8.1808 | 1.4808 | 19.0153
U | d268o | 29.737 | 68.8618 | 103.583 | 7.8308 | 1.4808 | 19.0153 | 30.9229 | 84.4054 | 117.715 | 8.1808 | 1.4808 | 19.0153 | 30.9229 | 84.4054 | 117.715 | 8.1808 | 1.4808 | 19.0153
U | d268p | 30.2729 | 73.8558 | 110.383 | 7.8375 | 1.4808 | 19.0153 | 30.9229 | 84.4054 | 117.715 | 8.1808 | 1.4808 | 19.0153 | 30.9229 | 84.4054 | 117.715 | 8.1808 | 1.4808 | 19.0153
U | d268q | 29.8962 | 76.9948 | 113.312 | 7.8404 | 1.4808 | 19.0153 | 30.9229 | 84.4054 | 117.715 | 8.1808 | 1.4808 | 19.0153 | 30.9229 | 84.4054 | 117.715 | 8.1808 | 1.4808 | 19.0153
U | d268r | 30.4239 | 80.9022 | 115.342 | 7.8433 | 1.4808 | 19.0153 | 30.9229 | 84.4054 | 117.715 | 8.1808 | 1.4808 | 19.0153 | 30.9229 | 84.4054 | 117.715 | 8.1808 | 1.4808 | 19.0153
U | d268s | 28.3108 | 77.1015 | 112.662 | 7.8263 | 1.4808 | 19.0153 | 30.9229 | 84.4054 | 117.715 | 8.1808 | 1.4808 | 19.0153 | 30.9229 | 84.4054 | 117.715 | 8.1808 | 1.4808 | 19.0153
U | d268t | 29.5866 | 77.0476 | 113.26 | 7.8358 | 1.4808 | 19.0153 | 30.9229 | 84.4054 | 117.715 | 8.1808 | 1.4808 | 19.0153 | 30.9229 | 84.4054 | 117.715 | 8.1808 | 1.4808 | 19.0153
U | d268u | 27.9282 | 68.7231 | 105.593 | 7.8187 | 1.4808 | 19.0153 | 30.9229 | 84.4054 | 117.14 | 8.1808 | 1.4808 | 19.0153 | 30.9229 | 84.4054 | 117.292 | 8.1808 | 1.4808 | 19.0153
U | d268v | 27.469 | 66.0894 | 102.411 | 7.8102 | 1.4808 | 19.0153 | 30.9229 | 84.4054 | 117.014 | 8.1808 | 1.4808 | 19.0153 | 30.9229 | 84.4054 | 117.228 | 8.1808 | 1.4808 | 19.0153
U | d268x | 26.7382 | 60.0337 | 94.7321 | 7.8035 | 1.4808 | 19.0153 | 30.9229 | 84.4054 | 116.573 | 8.1808 | 1.4808 | 19.0153 | 30.9229 | 84.4054 | 116.993 | 8.1808 | 1.4808 | 19.0153
U | d268y | 26.881 | 60.0199 | 96.4431 | 7.8031 | 1.4808 | 19.0153 | 30.9229 | 84.4054 | 116.514 | 8.1808 | 1.4808 | 19.0153 | 30.9229 | 84.4054 | 116.963 | 8.1808 | 1.4808 | 19.0153
U | d269a | 26.3023 | 57.5788 | 92.6038 | 7.7999 | 1.4808 | 19.0153 | 30.9229 | 84.4054 | 116.401 | 8.1808 | 1.4808 | 19.0153 | 30.9229 | 84.4054 | 116.923 | 8.1808 | 1.4808 | 19.0153
U | d269b | 26.4282 | 60.1207 | 95.1699 | 7.7992 | 1.4808 | 19.0153 | 30.9229 | 84.4054 | 116.457 | 8.1808 | 1.4808 | 19.0153 | 30.9229 | 84.4054 | 116.953 | 8.1808 | 1.4808 | 19.0153
U | d269c | 26.8781 | 61.0186 | 96.4806 | 7.7998 | 1.4808 | 19.0153 | 30.9229 | 84.4054 | 116.499 | 8.1808 | 1.4808 | 19.0153 | 30.9229 | 84.4054 | 116.988 | 8.1808 | 1.4808 | 19.0153
U | d269d | 27.0416 | 59.4499 | 94.749 | 7.7996 | 1.4808 | 19.0153 | 30.9229 | 84.4054 | 116.487 | 8.1808 | 1.4808 | 19.0153 | 30.9229 | 84.4054 | 116.971 | 8.1808 | 1.4808 | 19.0153
U | d269e | 27.6195 | 59.7136 | 95.7648 | 7.8022 | 1.4808 | 19.0153 | 30.9229 | 84.4054 | 116.618 | 8.1808 | 1.4808 | 19.0153 | 30.9229 | 84.4054 | 117.037 | 8.1808 | 1.4808 | 19.0153
U | d269f | 29.0259 | 65.0056 | 101.672 | 7.8099 | 1.4808 | 19.0153 | 30.9229 | 84.4054 | 117.041 | 8.1808 | 1.4808 | 19.0153 | 30.9229 | 84.4054 | 117.245 | 8.1808 | 1.4808 | 19.0153
U | d269g | 30.5425 | 69.4619 | 107.687 | 7.8305 | 1.4808 | 19.0153 | 30.9229 | 84.4054 | 117.488 | 8.1808 | 1.4808 | 19.0153 | 30.9229 | 84.4054 | 117.589 | 8.1808 | 1.4808 | 19.0153
U | d269h | 30.9229 | 69.8095 | 106.959 | 7.8328 | 1.4808 | 19.0153 | 30.9229 | 84.4054 | 117.715 | 8.1808 | 1.4808 | 19.0153 | 30.9229 | 84.4054 | 117.715 | 8.1808 | 1.4808 | 19.0153
U | d269i | 30.9229 | 68.9545 | 107.146 | 7.8445 | 1.4808 | 19.0153 | 30.9229 | 84.4054 | 117.715 | 8.1808 | 1.4808 | 19.0153 | 30.9229 | 84.4054 | 117.715 | 8.1808 | 1.4808 | 19.0153
U | d269j | 30.9229 | 69.6137 | 109.77 | 7.8931 | 1.4808 | 19.0153 | 30.9229 | 84.4054 | 117.715 | 8.1808 | 1.4808 | 19.0153 | 30.9229 | 84.4054 | 117.715 | 8.1808 | 1.4808 | 19.0153
U | d269k | 30.9229 | 67.7021 | 105.613 | 7.8722 | 1.4808 | 19.0153 | 30.9229 | 84.4054 | 117.715 | 8.1808 | 1.4808 | 19.0153 | 30.9229 | 84.4054 | 117.715 | 8.1808 | 1.4808 | 19.0153
U | d269l | 30.9229 | 74.9788 | 110.323 | 7.9282 | 1.4808 | 19.0153 | 30.9229 | 84.4054 | 117.715 | 8.1808 | 1.4808 | 19.0153 | 30.9229 | 84.4054 | 117.715 | 8.1808 | 1.4808 | 19.0153
U | d269m | 30.9229 | 71.68 | 104.095 | 7.8963 | 1.4808 | 19.0153 | 30.9229 | 84.4054 | 117.715 | 8.1808 | 1.4808 | 19.0153 | 30.9229 | 84.4054 | 117.715 | 8.1808 | 1.4808 | 19.0153
U | d269n | 30.9229 | 74.8137 | 110.052 | 7.9685 | 1.4808 | 19.0153 | 30.9229 | 84.4054 | 117.715 | 8.1808 | 1.4808 | 19.0153 | 30.9229 | 84.4054 | 117.715 | 8.1808 | 1.4808 | 19.0153
U | d269o | 30.9229 | 71.7343 | 109.067 | 7.9203 | 1.4808 | 19.0153 | 30.9229 | 84.4054 | 117.715 | 8.1808 | 1.4808 | 19.0153 | 30.9229 | 84.4054 | 117.715 | 8.1808 | 1.4808 | 19.0153
U | d269p | 30.9229 | 75.8395 | 112.831 | 7.9447 | 1.4808 | 19.0153 | 30.9229 | 84.4054 | 117.715 | 8.1808 | 1.4808 | 19.0153 | 30.9229 | 84.4054 | 117.715 | 8.1808 | 1.4808 | 19.0153
U | d269q | 30.9229 | 77.7224 | 114.633 | 7.9341 | 1.4808 | 19.0153 | 30.9229 | 84.4054 | 117.715 | 8.1808 | 1.4808 | 19.0153 | 30.9229 | 84.4054 | 117.715 | 8.1808 | 1.4808 | 19.0153
U | d269r | 30.9229 | 80.957 | 116.107 | 7.9686 | 1.4808 | 19.0153 | 30.9229 | 84.4054 | 117.715 | 8.1808 | 1.4808 | 19.0153 | 30.9229 | 84.4054 | 117.715 | 8.1808 | 1.4808 | 19.0153
U | d269s | 30.9229 | 78.7614 | 114.387 | 7.8689 | 1.4808 | 19.0153 | 30.9229 | 84.4054 | 117.715 | 8.1808 | 1.4808 | 19.0153 | 30.9229 | 84.4054 | 117.715 | 8.1808 | 1.4808 | 19.0153
U | d269t | 30.4572 | 74.6946 | 111.384 | 7.8597 | 1.4808 | 19.0153 | 30.9229 | 84.4054 | 117.715 | 8.1808 | 1.4808 | 19.0153 | 30.9229 | 84.4054 | 117.715 | 8.1808 | 1.4808 | 19.0153
U | d269u | 29.5674 | 69.9039 | 106.47 | 7.8475 | 1.4808 | 19.0153 | 30.9229 | 84.4054 | 117.266 | 8.1808 | 1.4808 | 19.0153 | 30.9229 | 84.4054 | 117.175 | 8.1808 | 1.4808 | 19.0153
U | d269v | 28.1064 | 63.1439 | 98.1007 | 7.8254 | 1.4808 | 19.0153 | 30.9229 | 84.4054 | 117.057 | 8.1808 | 1.4808 | 19.0153 | 30.9229 | 84.4054 | 117.006 | 8.1808 | 1.4808 | 19.0153
U | d269x | 27.3162 | 57.9871 | 93.2722 | 7.8152 | 1.4808 | 19.0153 | 30.9229 | 84.4054 | 116.777 | 8.1808 | 1.4808 | 19.0153 | 30.9229 | 84.4054 | 116.924 | 8.1808 | 1.4808 | 19.0153
U | d269y | 26.9691 | 56.6064 | 90.4178 | 7.8104 | 1.4808 | 19.0153 | 30.9229 | 84.4054 | 116.635 | 8.1808 | 1.4808 | 19.0153 | 30.9229 | 84.4054 | 116.884 | 8.1808 | 1.4808 | 19.0153
U | d270a | 26.7595 | 54.7069 | 87.5565 | 7.8097 | 1.4808 | 19.0153 | 30.9229 | 84.4054 | 116.621 | 8.1808 | 1.4808 | 19.0153 | 30.9229 | 84.4054 | 116.876 | 8.1808 | 1.4808 | 19.0153
U | d270b | 26.9728 | 55.4104 | 89.7279 | 7.8099 | 1.4808 | 19.0153 | 30.9229 | 84.4054 | 116.701 | 8.1808 | 1.4808 | 19.0153 | 30.9229 | 84.4054 | 116.884 | 8.1808 | 1.4808 | 19.0153
U | d270c | 27.0791 | 55.0642 | 90.5761 | 7.8099 | 1.4808 | 19.0153 | 30.9229 | 84.4054 | 116.796 | 8.1808 | 1.4808 | 19.0153 | 30.9229 | 84.4054 | 116.894 | 8.1808 | 1.4808 | 19.0153
U | d270d | 27.1315 | 54.166 | 90.3268 | 7.8112 | 1.4808 | 19.0153 | 30.9229 | 84.4054 | 116.809 | 8.1808 | 1.4808 | 19.0153 | 30.9229 | 84.4054 | 116.897 | 8.1808 | 1.4808 | 19.0153
U | d270e | 27.4607 | 55.1804 | 91.5813 | 7.8157 | 1.4808 | 19.0153 | 30.9229 | 84.4054 | 116.947 | 8.1808 | 1.4808 | 19.0153 | 30.9229 | 84.4054 | 116.895 | 8.1808 | 1.4808 | 19.0153
U | d270f | 28.5495 | 61.1321 | 97.3149 | 7.8297 | 1.4808 | 19.0153 | 30.9229 | 84.4054 | 117.217 | 8.1808 | 1.4808 | 19.0153 | 30.9229 | 84.4054 | 116.901 | 8.1808 | 1.4808 | 19.0153
U | d270g | 30.4017 | 67.3411 | 105.203 | 7.8793 | 1.4808 | 19.0153 | 30.9229 | 84.4054 | 117.715 | 8.1808 | 1.4808 | 19.0153 | 30.9229 | 84.4054 | 116.94 | 8.1808 | 1.4808 | 19.0153
U | d270h | 30.8726 | 69.6033 | 107.681 | 7.8942 | 1.4808 | 19.0153 | 30.9229 | 84.4054 | 117.715 | 8.1808 | 1.4808 | 19.0153 | 30.9229 | 84.4054 | 116.973 | 8.1808 | 1.4808 | 19.0153
U | d270i | 30.9229 | 71.8749 | 108.438 | 7.9254 | 1.4808 | 19.0153 | 30.9229 | 84.4054 | 117.715 | 8.1808 | 1.4808 | 19.0153 | 30.9229 | 84.4054 | 117.015 | 8.1808 | 1.4808 | 19.0153
U | d270j | 30.9229 | 74.415 | 111.178 | 7.9824 | 1.4808 | 19.0153 | 30.9229 | 84.4054 | 117.715 | 8.1808 | 1.4808 | 19.0153 | 30.9229 | 84.4054 | 117.041 | 8.1808 | 1.4808 | 19.0153
U | d270k | 30.9229 | 74.6133 | 111.727 | 7.9485 | 1.4808 | 19.0153 | 30.9229 | 84.4054 | 117.715 | 8.1808 | 1.4808 | 19.0153 | 30.9229 | 84.4054 | 117.053 | 8.1808 | 1.4808 | 19.0153
U | d270l | 30.9229 | 73.8526 | 110.655 | 7.9833 | 1.4808 | 19.0153 | 30.9229 | 84.4054 | 117.715 | 8.1808 | 1.4808 | 19.0153 | 30.9229 | 84.4054 | 117.065 | 8.1808 | 1.4808 | 19.0153
U | d270m | 30.9229 | 78.6678 | 113.19 | 8.1223 | 1.4808 | 19.0153 | 30.9229 | 84.4054 | 117.715 | 8.1808 | 1.4808 | 19.0153 | 30.9229 | 84.4054 | 117.169 | 8.1808 | 1.4808 | 19.0153
U | d270n | 30.9229 | 78.3163 | 113.054 | 8.1285 | 1.4808 | 19.0153 | 30.9229 | 84.4054 | 117.715 | 8.1808 | 1.4808 | 19.0153 | 30.9229 | 84.4054 | 117.165 | 8.1808 | 1.4808 | 19.0153
U | d270o | 30.9229 | 76.4569 | 109.584 | 8.0638 | 1.4808 | 19.0153 | 30.9229 | 84.4054 | 117.715 | 8.1808 | 1.4808 | 19.0153 | 30.9229 | 84.4054 | 117.098 | 8.1808 | 1.4808 | 19.0153
U | d270p | 30.9229 | 80.0385 | 112.065 | 8.0987 | 1.4808 | 19.0153 | 30.9229 | 84.4054 | 117.715 | 8.1808 | 1.4808 | 19.0153 | 30.9229 | 84.4054 | 117.151 | 8.1808 | 1.4808 | 19.0153
U | d270q | 30.9229 | 80.1367 | 112.959 | 8.0726 | 1.4808 | 19.0153 | 30.9229 | 84.4054 | 117.715 | 8.1808 | 1.4808 | 19.0153 | 30.9229 | 84.4054 | 117.127 | 8.1808 | 1.4808 | 19.0153
U | d270r | 30.9229 | 79.2607 | 113.221 | 7.9708 | 1.4808 | 19.0153 | 30.9229 | 84.4054 | 117.715 | 8.1808 | 1.4808 | 19.0153 | 30.9229 | 84.4054 | 117.1 | 8.1808 | 1.4808 | 19.0153
U | d270s | 30.9229 | 77.2014 | 112.221 | 7.9077 | 1.4808 | 19.0153 | 30.9229 | 84.4054 | 117.715 | 8.1808 | 1.4808 | 19.0153 | 30.9229 | 84.4054 | 117.073 | 8.1808 | 1.4808 | 19.0153
U | d270t | 30.8222 | 70.0843 | 105.72 | 7.8605 | 1.4808 | 19.0153 | 30.9229 | 84.4054 | 117.715 | 8.1808 | 1.4808 | 19.0153 | 30.9229 | 84.4054 | 116.997 | 8.1808 | 1.4808 | 19.0153
U | d270u | 30.4866 | 65.7205 | 100.354 | 7.8411 | 1.4808 | 19.0153 | 30.9229 | 84.4054 | 117.33 | 8.1808 | 1.4808 | 19.0153 | 30.9229 | 84.4054 | 116.963 | 8.1808 | 1.4808 | 19.0153
U | d270v | 29.895 | 62.0869 | 95.2036 | 7.8223 | 1.4808 | 19.0153 | 30.9229 | 84.4054 | 117.227 | 8.1808 | 1.4808 | 19.0153 | 30.9229 | 84.4054 | 116.924 | 8.1808 | 1.4808 | 19.0153
U | d270x | 29.1828 | 58.2663 | 88.5673 | 7.81 | 1.4808 | 19.0153 | 30.9229 | 84.4054 | 116.889 | 8.1808 | 1.4808 | 19.0153 | 30.9229 | 84.4054 | 116.888 | 8.1808 | 1.4808 | 19.0153
U | d270y | 28.5486 | 56.1989 | 85.6938 | 7.8056 | 1.4808 | 19.0153 | 30.9229 | 84.4054 | 116.731 | 8.1808 | 1.4808 | 19.0153 | 30.9229 | 84.4054 | 116.884 | 8.1808 | 1.4808 | 19.0153
U | d271a | 28.3481 | 55.2164 | 85.7265 | 7.8031 | 1.4808 | 19.0153 | 30.9229 | 84.4054 | 116.761 | 8.1808 | 1.4808 | 19.0153 | 30.9229 | 84.4054 | 116.887 | 8.1808 | 1.4808 | 19.0153
U | d271b | 28.1246 | 54.675 | 87.0253 | 7.8015 | 1.4808 | 19.0153 | 30.9229 | 84.4054 | 116.827 | 8.1808 | 1.4808 | 19.0153 | 30.9229 | 84.4054 | 116.907 | 8.1808 | 1.4808 | 19.0153
U | d271c | 28.0813 | 54.2092 | 88.9766 | 7.8005 | 1.4808 | 19.0153 | 30.9229 | 84.4054 | 116.952 | 8.1808 | 1.4808 | 19.0153 | 30.9229 | 84.4054 | 116.927 | 8.1808 | 1.4808 | 19.0153
U | d271d | 28.0872 | 52.8433 | 90.0473 | 7.8011 | 1.4808 | 19.0153 | 30.9229 | 84.4054 | 116.972 | 8.1808 | 1.4808 | 19.0153 | 30.9229 | 84.4054 | 116.937 | 8.1808 | 1.4808 | 19.0153
U | d271e | 28.0974 | 52.1015 | 92.1099 | 7.8036 | 1.4808 | 19.0153 | 30.9229 | 84.4054 | 117.133 | 8.1808 | 1.4808 | 19.0153 | 30.9229 | 84.4054 | 116.933 | 8.1808 | 1.4808 | 19.0153
U | d271f | 29.2184 | 56.7566 | 99.609 | 7.8109 | 1.4808 | 19.0153 | 30.9229 | 84.4054 | 117.349 | 8.1808 | 1.4808 | 19.0153 | 30.9229 | 84.4054 | 116.96 | 8.1808 | 1.4808 | 19.0153
U | d271g | 30.9229 | 63.8061 | 109.513 | 7.8355 | 1.4808 | 19.0153 | 30.9229 | 84.4054 | 117.715 | 8.1808 | 1.4808 | 19.0153 | 30.9229 | 84.4054 | 117.069 | 8.1808 | 1.4808 | 19.0153
U | d271h | 30.9229 | 65.7357 | 112.074 | 7.8547 | 1.4808 | 19.0153 | 30.9229 | 84.4054 | 117.715 | 8.1808 | 1.4808 | 19.0153 | 30.9229 | 84.4054 | 117.122 | 8.1808 | 1.4808 | 19.0153
U | d271i | 30.9229 | 62.9909 | 110.85 | 7.8491 | 1.4808 | 19.0153 | 30.9229 | 84.4054 | 117.715 | 8.1808 | 1.4808 | 19.0153 | 30.9229 | 84.4054 | 117.129 | 8.1808 | 1.4808 | 19.0153
U | d271j | 30.9229 | 60.7295 | 110.125 | 7.8328 | 1.4808 | 19.0153 | 30.9229 | 84.4054 | 117.715 | 8.1808 | 1.4808 | 19.0153 | 30.9229 | 84.4054 | 117.111 | 8.1808 | 1.4808 | 19.0153
U | d271k | 30.9229 | 60.6219 | 111.157 | 7.8265 | 1.4808 | 19.0153 | 30.9229 | 84.4054 | 117.715 | 8.1808 | 1.4808 | 19.0153 | 30.9229 | 84.4054 | 117.131 | 8.1808 | 1.4808 | 19.0153
U | d271l | 30.9229 | 62.7639 | 111.852 | 7.8262 | 1.4808 | 19.0153 | 30.9229 | 84.4054 | 117.715 | 8.1808 | 1.4808 | 19.0153 | 30.9229 | 84.4054 | 117.169 | 8.1808 | 1.4808 | 19.0153
U | d271m | 30.903 | 61.2567 | 109.697 | 7.8226 | 1.4808 | 19.0153 | 30.9229 | 84.4054 | 117.715 | 8.1808 | 1.4808 | 19.0153 | 30.9229 | 84.4054 | 117.15 | 8.1808 | 1.4808 | 19.0153
U | d271n | 30.8165 | 60.6892 | 108.945 | 7.823 | 1.4808 | 19.0153 | 30.9229 | 84.4054 | 117.715 | 8.1808 | 1.4808 | 19.0153 | 30.9229 | 84.4054 | 117.155 | 8.1808 | 1.4808 | 19.0153
U | d271o | 30.8129 | 61.4049 | 108.365 | 7.8266 | 1.4808 | 19.0153 | 30.9229 | 84.4054 | 117.715 | 8.1808 | 1.4808 | 19.0153 | 30.9229 | 84.4054 | 117.18 | 8.1808 | 1.4808 | 19.0153
U | d271p | 30.7286 | 61.4686 | 108.586 | 7.8271 | 1.4808 | 19.0153 | 30.9229 | 84.4054 | 117.715 | 8.1808 | 1.4808 | 19.0153 | 30.9229 | 84.4054 | 117.181 | 8.1808 | 1.4808 | 19.0153
U | d271q | 30.6315 | 63.3605 | 109.73 | 7.8266 | 1.4808 | 19.0153 | 30.9229 | 84.4054 | 117.715 | 8.1808 | 1.4808 | 19.0153 | 30.9229 | 84.4054 | 117.189 | 8.1808 | 1.4808 | 19.0153
U | d271r | 30.7351 | 68.3394 | 113.418 | 7.8308 | 1.4808 | 19.0153 | 30.9229 | 84.4054 | 117.715 | 8.1808 | 1.4808 | 19.0153 | 30.9229 | 84.4054 | 117.295 | 8.1808 | 1.4808 | 19.0153
U | d271s | 30.0912 | 65.8817 | 112.18 | 7.8238 | 1.4808 | 19.0153 | 30.9229 | 84.4054 | 117.715 | 8.1808 | 1.4808 | 19.0153 | 30.9229 | 84.4054 | 117.166 | 8.1808 | 1.4808 | 19.0153
U | d271t | 28.7196 | 61.0057 | 107.718 | 7.8191 | 1.4808 | 19.0153 | 30.9229 | 84.4054 | 117.715 | 8.1808 | 1.4808 | 19.0153 | 30.9229 | 84.4054 | 117.115 | 8.1808 | 1.4808 | 19.0153
U | d271u | 25.9359 | 55.5436 | 100.461 | 7.8117 | 1.4808 | 19.0153 | 30.9229 | 84.4054 | 117.079 | 8.1808 | 1.4808 | 19.0153 | 30.9229 | 84.4054 | 117.033 | 8.1808 | 1.4808 | 19.0153
U | d271v | 24.1855 | 50.917 | 93.4863 | 7.8058 | 1.4808 | 19.0153 | 30.9229 | 84.4054 | 116.851 | 8.1808 | 1.4808 | 19.0153 | 30.9229 | 84.4054 | 116.966 | 8.1808 | 1.4808 | 19.0153
U | d271x | 22.6323 | 48.0176 | 88.6957 | 7.8008 | 1.4808 | 19.0153 | 30.9229 | 84.4054 | 116.709 | 8.1808 | 1.4808 | 19.0153 | 30.9229 | 84.4054 | 116.96 | 8.1808 | 1.4808 | 19.0153
U | d271y | 22.0654 | 46.3107 | 86.5418 | 7.7971 | 1.4808 | 19.0153 | 30.9229 | 84.4054 | 116.624 | 8.1808 | 1.4808 | 19.0153 | 30.9229 | 84.4054 | 116.957 | 8.1808 | 1.4808 | 19.0153
U | d272a | 21.5916 | 45.0628 | 86.343 | 7.7952 | 1.4808 | 19.0153 | 30.9229 | 84.4054 | 116.623 | 8.1808 | 1.4808 | 19.0153 | 30.9229 | 84.4054 | 116.971 | 8.1808 | 1.4808 | 19.0153
U | d272b | 21.1873 | 45.1695 | 88.5624 | 7.7944 | 1.4808 | 19.0153 | 30.9229 | 84.4054 | 116.62 | 8.1808 | 1.4808 | 19.0153 | 30.9229 | 84.4054 | 117.022 | 8.1808 | 1.4808 | 19.0153
U | d272c | 21.2514 | 45.7713 | 90.4493 | 7.7945 | 1.4808 | 19.0153 | 30.9229 | 84.4054 | 116.658 | 8.1808 | 1.4808 | 19.0153 | 30.9229 | 84.4054 | 117.062 | 8.1808 | 1.4808 | 19.0153
U | d272d | 21.2033 | 45.6224 | 90.7381 | 7.7947 | 1.4808 | 19.0153 | 30.9229 | 84.4054 | 116.693 | 8.1808 | 1.4808 | 19.0153 | 30.9229 | 84.4054 | 117.129 | 8.1808 | 1.4808 | 19.0153
U | d272e | 21.2677 | 46.1218 | 91.2192 | 7.7975 | 1.4808 | 19.0153 | 30.9229 | 84.4054 | 116.696 | 8.1808 | 1.4808 | 19.0153 | 30.9229 | 84.4054 | 117.229 | 8.1808 | 1.4808 | 19.0153
U | d272f | 22.9392 | 53.5443 | 99.2401 | 7.8042 | 1.4808 | 19.0153 | 30.9229 | 84.4054 | 116.722 | 8.1808 | 1.4808 | 19.0153 | 30.9229 | 84.4054 | 117.715 | 8.1808 | 1.4808 | 19.0153
U | d272g | 25.4231 | 59.7529 | 107.217 | 7.82 | 1.4808 | 19.0153 | 30.9229 | 84.4054 | 116.859 | 8.1808 | 1.4808 | 19.0153 | 30.9229 | 84.4054 | 117.715 | 8.1808 | 1.4808 | 19.0153
U | d272h | 27.0806 | 61.2296 | 108.198 | 7.8271 | 1.4808 | 19.0153 | 30.9229 | 84.4054 | 116.987 | 8.1808 | 1.4808 | 19.0153 | 30.9229 | 84.4054 | 117.715 | 8.1808 | 1.4808 | 19.0153
U | d272i | 27.4536 | 58.6726 | 106.036 | 7.8332 | 1.4808 | 19.0153 | 30.9229 | 84.4054 | 117.049 | 8.1808 | 1.4808 | 19.0153 | 30.9229 | 84.4054 | 117.715 | 8.1808 | 1.4808 | 19.0153
U | d272j | 26.8948 | 52.8752 | 98.4928 | 7.8329 | 1.4808 | 19.0153 | 30.9229 | 84.4054 | 117.038 | 8.1808 | 1.4808 | 19.0153 | 30.9229 | 84.4054 | 117.715 | 8.1808 | 1.4808 | 19.0153
U | d272k | 26.0925 | 49.2072 | 94.2719 | 7.8331 | 1.4808 | 19.0153 | 30.9229 | 84.4054 | 117.04 | 8.1808 | 1.4808 | 19.0153 | 30.9229 | 84.4054 | 117.715 | 8.1808 | 1.4808 | 19.0153
U | d272l | 26.1561 | 48.6849 | 90.0802 | 7.8332 | 1.4808 | 19.0153 | 30.9229 | 84.4054 | 117.045 | 8.1808 | 1.4808 | 19.0153 | 30.9229 | 84.4054 | 117.715 | 8.1808 | 1.4808 | 19.0153
U | d272m | 27.401 | 50.0384 | 93.4976 | 7.8394 | 1.4808 | 19.0153 | 30.9229 | 84.4054 | 117.091 | 8.1808 | 1.4808 | 19.0153 | 30.9229 | 84.4054 | 117.715 | 8.1808 | 1.4808 | 19.0153
U | d272n | 27.4422 | 51.8338 | 97.9895 | 7.8396 | 1.4808 | 19.0153 | 30.9229 | 84.4054 | 117.099 | 8.1808 | 1.4808 | 19.0153 | 30.9229 | 84.4054 | 117.715 | 8.1808 | 1.4808 | 19.0153
U | d272o | 27.2292 | 53.1517 | 101.427 | 7.839 | 1.4808 | 19.0153 | 30.9229 | 84.4054 | 117.102 | 8.1808 | 1.4808 | 19.0153 | 30.9229 | 84.4054 | 117.715 | 8.1808 | 1.4808 | 19.0153
U | d272p | 28.5756 | 60.5132 | 109.887 | 7.8464 | 1.4808 | 19.0153 | 30.9229 | 84.4054 | 117.484 | 8.1808 | 1.4808 | 19.0153 | 30.9229 | 84.4054 | 117.715 | 8.1808 | 1.4808 | 19.0153
U | d272q | 29.2418 | 65.6804 | 113.997 | 7.8541 | 1.4808 | 19.0153 | 30.9229 | 84.4054 | 117.715 | 8.1808 | 1.4808 | 19.0153 | 30.9229 | 84.4054 | 117.715 | 8.1808 | 1.4808 | 19.0153
U | d272r | 28.8578 | 65.7299 | 113.541 | 7.8473 | 1.4808 | 19.0153 | 30.9229 | 84.4054 | 117.596 | 8.1808 | 1.4808 | 19.0153 | 30.9229 | 84.4054 | 117.715 | 8.1808 | 1.4808 | 19.0153
U | d272s | 27.3493 | 63.6716 | 111.423 | 7.8386 | 1.4808 | 19.0153 | 30.9229 | 84.4054 | 117.139 | 8.1808 | 1.4808 | 19.0153 | 30.9229 | 84.4054 | 117.715 | 8.1808 | 1.4808 | 19.0153
U | d272t | 24.7484 | 58.4245 | 104.565 | 7.8307 | 1.4808 | 19.0153 | 30.9229 | 84.4054 | 116.964 | 8.1808 | 1.4808 | 19.0153 | 30.9229 | 84.4054 | 117.445 | 8.1808 | 1.4808 | 19.0153
U | d272u | 23.7537 | 57.5871 | 101.981 | 7.8233 | 1.4808 | 19.0153 | 30.9229 | 84.4054 | 116.861 | 8.1808 | 1.4808 | 19.0153 | 30.9229 | 84.4054 | 117.403 | 8.1808 | 1.4808 | 19.0153
U | d272v | 21.6282 | 52.2119 | 95.0289 | 7.8109 | 1.4808 | 19.0153 | 30.9229 | 84.4054 | 116.717 | 8.1808 | 1.4808 | 19.0153 | 30.9229 | 84.4054 | 117.161 | 8.1808 | 1.4808 | 19.0153
U | d272x | 19.9129 | 44.8502 | 87.8329 | 7.8034 | 1.4808 | 19.0153 | 30.9229 | 84.4054 | 116.642 | 8.1808 | 1.4808 | 19.0153 | 30.9229 | 84.4054 | 117.019 | 8.1808 | 1.4808 | 19.0153
U | d272y | 19.0905 | 43.8303 | 84.9448 | 7.7992 | 1.4808 | 19.0153 | 30.9229 | 84.4054 | 116.631 | 8.1808 | 1.4808 | 19.0153 | 30.9229 | 84.4054 | 117.005 | 8.1808 | 1.4808 | 19.0153
U | d273a | 18.8006 | 44.7129 | 84.4198 | 7.7982 | 1.4808 | 19.0153 | 30.9229 | 84.4054 | 116.624 | 8.1808 | 1.4808 | 19.0153 | 30.9229 | 84.4054 | 117.019 | 8.1808 | 1.4808 | 19.0153
U | d273b | 18.9814 | 46.2883 | 86.7345 | 7.7971 | 1.4808 | 19.0153 | 30.9229 | 84.4054 | 116.635 | 8.1808 | 1.4808 | 19.0153 | 30.9229 | 84.4054 | 117.094 | 8.1808 | 1.4808 | 19.0153
U | d273c | 19.2523 | 46.5495 | 87.6238 | 7.7975 | 1.4808 | 19.0153 | 30.9229 | 84.4054 | 116.652 | 8.1808 | 1.4808 | 19.0153 | 30.9229 | 84.4054 | 117.192 | 8.1808 | 1.4808 | 19.0153
U | d273d | 19.8211 | 45.9174 | 88.0385 | 7.7978 | 1.4808 | 19.0153 | 30.9229 | 84.4054 | 116.665 | 8.1808 | 1.4808 | 19.0153 | 30.9229 | 84.4054 | 117.369 | 8.1808 | 1.4808 | 19.0153
U | d273e | 20.9529 | 45.9148 | 89.7171 | 7.8006 | 1.4808 | 19.0153 | 30.9229 | 84.4054 | 116.676 | 8.1808 | 1.4808 | 19.0153 | 30.9229 | 84.4054 | 117.421 | 8.1808 | 1.4808 | 19.0153
U | d273f | 23.3896 | 51.143 | 95.6574 | 7.8064 | 1.4808 | 19.0153 | 30.9229 | 84.4054 | 116.689 | 8.1808 | 1.4808 | 19.0153 | 30.9229 | 84.4054 | 117.511 | 8.1808 | 1.4808 | 19.0153
U | d273g | 25.293 | 55.4336 | 101.329 | 7.8133 | 1.4808 | 19.0153 | 30.9229 | 84.4054 | 116.785 | 8.1808 | 1.4808 | 19.0153 | 30.9229 | 84.4054 | 117.548 | 8.1808 | 1.4808 | 19.0153
U | d273h | 27.0462 | 60.0535 | 107.927 | 7.8167 | 1.4808 | 19.0153 | 30.9229 | 84.4054 | 116.935 | 8.1808 | 1.4808 | 19.0153 | 30.9229 | 84.4054 | 117.715 | 8.1808 | 1.4808 | 19.0153
U | d273i | 27.3523 | 58.1317 | 106.083 | 7.8181 | 1.4808 | 19.0153 | 30.9229 | 84.4054 | 116.961 | 8.1808 | 1.4808 | 19.0153 | 30.9229 | 84.4054 | 117.597 | 8.1808 | 1.4808 | 19.0153
U | d273j | 25.9081 | 50.0293 | 94.7596 | 7.8158 | 1.4808 | 19.0153 | 30.9229 | 84.4054 | 116.896 | 8.1808 | 1.4808 | 19.0153 | 30.9229 | 84.4054 | 117.547 | 8.1808 | 1.4808 | 19.0153
U | d273k | 26.0788 | 53.5322 | 99.7246 | 7.8199 | 1.4808 | 19.0153 | 30.9229 | 84.4054 | 116.952 | 8.1808 | 1.4808 | 19.0153 | 30.9229 | 84.4054 | 117.553 | 8.1808 | 1.4808 | 19.0153
U | d273l | 25.1695 | 51.807 | 98.6482 | 7.8231 | 1.4808 | 19.0153 | 30.9229 | 84.4054 | 116.934 | 8.1808 | 1.4808 | 19.0153 | 30.9229 | 84.4054 | 117.548 | 8.1808 | 1.4808 | 19.0153
U | d273m | 24.5618 | 53.8026 | 100.397 | 7.8269 | 1.4808 | 19.0153 | 30.9229 | 84.4054 | 116.954 | 8.1808 | 1.4808 | 19.0153 | 30.9229 | 84.4054 | 117.549 | 8.1808 | 1.4808 | 19.0153
U | d273n | 23.3703 | 54.0155 | 97.1523 | 7.8263 | 1.4808 | 19.0153 | 30.9229 | 84.4054 | 116.944 | 8.1808 | 1.4808 | 19.0153 | 30.9229 | 84.4054 | 117.546 | 8.1808 | 1.4808 | 19.0153
U | d273o | 23.1718 | 55.7998 | 97.5255 | 7.824 | 1.4808 | 19.0153 | 30.9229 | 84.4054 | 116.961 | 8.1808 | 1.4808 | 19.0153 | 30.9229 | 84.4054 | 117.547 | 8.1808 | 1.4808 | 19.0153
U | d273p | 25.024 | 61.4935 | 105.03 | 7.8291 | 1.4808 | 19.0153 | 30.9229 | 84.4054 | 117.085 | 8.1808 | 1.4808 | 19.0153 | 30.9229 | 84.4054 | 117.563 | 8.1808 | 1.4808 | 19.0153
U | d273q | 24.9803 | 62.9421 | 107.077 | 7.8275 | 1.4808 | 19.0153 | 30.9229 | 84.4054 | 117.091 | 8.1808 | 1.4808 | 19.0153 | 30.9229 | 84.4054 | 117.567 | 8.1808 | 1.4808 | 19.0153
U | d273r | 25.4748 | 64.0072 | 108.968 | 7.8237 | 1.4808 | 19.0153 | 30.9229 | 84.4054 | 117.105 | 8.1808 | 1.4808 | 19.0153 | 30.9229 | 84.4054 | 117.574 | 8.1808 | 1.4808 | 19.0153
U | d273s | 23.9676 | 59.5788 | 103.976 | 7.8156 | 1.4808 | 19.0153 | 30.9229 | 84.4054 | 116.991 | 8.1808 | 1.4808 | 19.0153 | 30.9229 | 84.4054 | 117.542 | 8.1808 | 1.4808 | 19.0153
U | d273t | 22.7912 | 53.8557 | 95.7561 | 7.8102 | 1.4808 | 19.0153 | 30.9229 | 84.4054 | 116.902 | 8.1808 | 1.4808 | 19.0153 | 30.9229 | 84.4054 | 117.416 | 8.1808 | 1.4808 | 19.0153
U | d273u | 22.2518 | 50.5347 | 90.3099 | 7.8081 | 1.4808 | 19.0153 | 30.9229 | 84.4054 | 116.797 | 8.1808 | 1.4808 | 19.0153 | 30.9229 | 84.4054 | 117.294 | 8.1808 | 1.4808 | 19.0153
U | d273v | 21.8093 | 49.1354 | 88.7553 | 7.8047 | 1.4808 | 19.0153 | 30.9229 | 84.4054 | 116.757 | 8.1808 | 1.4808 | 19.0153 | 30.9229 | 84.4054 | 117.177 | 8.1808 | 1.4808 | 19.0153
U | d273x | 20.7727 | 45.1189 | 82.5179 | 7.7996 | 1.4808 | 19.0153 | 30.9229 | 84.4054 | 116.758 | 8.1808 | 1.4808 | 19.0153 | 30.9229 | 84.4054 | 117.048 | 8.1808 | 1.4808 | 19.0153
U | d273y | 20.8289 | 42.6226 | 78.1618 | 7.7969 | 1.4808 | 19.0153 | 30.9229 | 84.4054 | 116.768 | 8.1808 | 1.4808 | 19.0153 | 30.9229 | 84.4054 | 117.029 | 8.1808 | 1.4808 | 19.0153
U | d274a | 21.4167 | 43.0284 | 78.2303 | 7.7964 | 1.4808 | 19.0153 | 30.9229 | 84.4054 | 116.776 | 8.1808 | 1.4808 | 19.0153 | 30.9229 | 84.4054 | 117.063 | 8.1808 | 1.4808 | 19.0153
U | d274b | 21.8635 | 42.201 | 77.2688 | 7.7961 | 1.4808 | 19.0153 | 30.9229 | 84.4054 | 116.804 | 8.1808 | 1.4808 | 19.0153 | 30.9229 | 84.4054 | 117.259 | 8.1808 | 1.4808 | 19.0153
U | d274c | 22.4532 | 43.9539 | 80.9127 | 7.7961 | 1.4808 | 19.0153 | 30.9229 | 84.4054 | 116.879 | 8.1808 | 1.4808 | 19.0153 | 30.9229 | 84.4054 | 117.365 | 8.1808 | 1.4808 | 19.0153
U | d274d | 22.7132 | 44.8393 | 81.8455 | 7.7965 | 1.4808 | 19.0153 | 30.9229 | 84.4054 | 117.001 | 8.1808 | 1.4808 | 19.0153 | 30.9229 | 84.4054 | 117.401 | 8.1808 | 1.4808 | 19.0153
U | d274e | 23.1353 | 44.8575 | 81.6898 | 7.7963 | 1.4808 | 19.0153 | 30.9229 | 84.4054 | 117.293 | 8.1808 | 1.4808 | 19.0153 | 30.9229 | 84.4054 | 117.436 | 8.1808 | 1.4808 | 19.0153
U | d274f | 24.0182 | 46.2149 | 82.9599 | 7.7992 | 1.4808 | 19.0153 | 30.9229 | 84.4054 | 117.715 | 8.1808 | 1.4808 | 19.0153 | 30.9229 | 84.4054 | 117.715 | 8.1808 | 1.4808 | 19.0153
U | d274g | 25.4662 | 51.5021 | 89.3119 | 7.8026 | 1.4808 | 19.0153 | 30.9229 | 84.4054 | 117.715 | 8.1808 | 1.4808 | 19.0153 | 30.9229 | 84.4054 | 117.715 | 8.1808 | 1.4808 | 19.0153
U | d274h | 27.1552 | 58.3469 | 98.4527 | 7.8066 | 1.4808 | 19.0153 | 30.9229 | 84.4054 | 117.715 | 8.1808 | 1.4808 | 19.0153 | 30.9229 | 84.4054 | 117.715 | 8.1808 | 1.4808 | 19.0153
U | d274i | 27.3152 | 57.9227 | 97.5974 | 7.805 | 1.4808 | 19.0153 | 30.9229 | 84.4054 | 117.715 | 8.1808 | 1.4808 | 19.0153 | 30.9229 | 84.4054 | 117.715 | 8.1808 | 1.4808 | 19.0153
U | d274j | 26.2686 | 52.784 | 88.8055 | 7.8048 | 1.4808 | 19.0153 | 30.9229 | 84.4054 | 117.715 | 8.1808 | 1.4808 | 19.0153 | 30.9229 | 84.4054 | 117.715 | 8.1808 | 1.4808 | 19.0153
U | d274k | 26.4489 | 55.0369 | 93.0333 | 7.8055 | 1.4808 | 19.0153 | 30.9229 | 84.4054 | 117.715 | 8.1808 | 1.4808 | 19.0153 | 30.9229 | 84.4054 | 117.715 | 8.1808 | 1.4808 | 19.0153
U | d274l | 26.2044 | 55.2623 | 94.4126 | 7.808 | 1.4808 | 19.0153 | 30.9229 | 84.4054 | 117.715 | 8.1808 | 1.4808 | 19.0153 | 30.9229 | 84.4054 | 117.715 | 8.1808 | 1.4808 | 19.0153
U | d274m | 26.2096 | 56.0649 | 96.9202 | 7.8116 | 1.4808 | 19.0153 | 30.9229 | 84.4054 | 117.715 | 8.1808 | 1.4808 | 19.0153 | 30.9229 | 84.4054 | 117.715 | 8.1808 | 1.4808 | 19.0153
U | d274n | 26.9358 | 59.2488 | 102.556 | 7.8155 | 1.4808 | 19.0153 | 30.9229 | 84.4054 | 117.715 | 8.1808 | 1.4808 | 19.0153 | 30.9229 | 84.4054 | 117.715 | 8.1808 | 1.4808 | 19.0153
U | d274o | 26.5109 | 57.9275 | 102.335 | 7.8159 | 1.4808 | 19.0153 | 30.9229 | 84.4054 | 117.715 | 8.1808 | 1.4808 | 19.0153 | 30.9229 | 84.4054 | 117.715 | 8.1808 | 1.4808 | 19.0153
U | d274p | 27.3861 | 58.3013 | 102.638 | 7.8209 | 1.4808 | 19.0153 | 30.9229 | 84.4054 | 117.715 | 8.1808 | 1.4808 | 19.0153 | 30.9229 | 84.4054 | 117.715 | 8.1808 | 1.4808 | 19.0153
U | d274q | 28.9939 | 62.7285 | 107.659 | 7.8349 | 1.4808 | 19.0153 | 30.9229 | 84.4054 | 117.715 | 8.1808 | 1.4808 | 19.0153 | 30.9229 | 84.4054 | 117.715 | 8.1808 | 1.4808 | 19.0153
U | d274r | 29.1235 | 63.1946 | 108.884 | 7.8429 | 1.4808 | 19.0153 | 30.9229 | 84.4054 | 117.715 | 8.1808 | 1.4808 | 19.0153 | 30.9229 | 84.4054 | 117.715 | 8.1808 | 1.4808 | 19.0153
U | d274s | 27.842 | 60.3406 | 106.591 | 7.8397 | 1.4808 | 19.0153 | 30.9229 | 84.4054 | 117.715 | 8.1808 | 1.4808 | 19.0153 | 30.9229 | 84.4054 | 117.715 | 8.1808 | 1.4808 | 19.0153
U | d274t | 26.515 | 55.0006 | 100.034 | 7.8346 | 1.4808 | 19.0153 | 30.9229 | 84.4054 | 117.616 | 8.1808 | 1.4808 | 19.0153 | 30.9229 | 84.4054 | 117.628 | 8.1808 | 1.4808 | 19.0153
U | d274u | 25.6713 | 50.6602 | 94.075 | 7.827 | 1.4808 | 19.0153 | 30.9229 | 84.4054 | 117.589 | 8.1808 | 1.4808 | 19.0153 | 30.9229 | 84.4054 | 117.622 | 8.1808 | 1.4808 | 19.0153
U | d274v | 24.7508 | 46.3295 | 87.4327 | 7.8188 | 1.4808 | 19.0153 | 30.9229 | 84.4054 | 117.142 | 8.1808 | 1.4808 | 19.0153 | 30.9229 | 84.4054 | 117.403 | 8.1808 | 1.4808 | 19.0153
U | d274x | 24.1586 | 43.8536 | 83.8415 | 7.8126 | 1.4808 | 19.0153 | 30.9229 | 84.4054 | 116.916 | 8.1808 | 1.4808 | 19.0153 | 30.9229 | 84.4054 | 117.084 | 8.1808 | 1.4808 | 19.0153
U | d274y | 24.0181 | 41.3802 | 80.3995 | 7.8105 | 1.4808 | 19.0153 | 30.9229 | 84.4054 | 116.913 | 8.1808 | 1.4808 | 19.0153 | 30.9229 | 84.4054 | 117.055 | 8.1808 | 1.4808 | 19.0153
U | d275a | 23.7088 | 39.1184 | 76.9487 | 7.8089 | 1.4808 | 19.0153 | 30.9229 | 84.4054 | 116.897 | 8.1808 | 1.4808 | 19.0153 | 30.9229 | 84.4054 | 117.058 | 8.1808 | 1.4808 | 19.0153
U | d275b | 23.841 | 38.2132 | 76.6291 | 7.8088 | 1.4808 | 19.0153 | 30.9229 | 84.4054 | 116.928 | 8.1808 | 1.4808 | 19.0153 | 30.9229 | 84.4054 | 117.393 | 8.1808 | 1.4808 | 19.0153
U | d275c | 24.1442 | 39.8235 | 79.0609 | 7.8093 | 1.4808 | 19.0153 | 30.9229 | 84.4054 | 117.088 | 8.1808 | 1.4808 | 19.0153 | 30.9229 | 84.4054 | 117.613 | 8.1808 | 1.4808 | 19.0153
U | d275d | 24.1152 | 40.0693 | 79.8352 | 7.8095 | 1.4808 | 19.0153 | 30.9229 | 84.4054 | 117.579 | 8.1808 | 1.4808 | 19.0153 | 30.9229 | 84.4054 | 117.622 | 8.1808 | 1.4808 | 19.0153
U | d275e | 24.826 | 40.5074 | 79.6127 | 7.8127 | 1.4808 | 19.0153 | 30.9229 | 84.4054 | 117.596 | 8.1808 | 1.4808 | 19.0153 | 30.9229 | 84.4054 | 117.626 | 8.1808 | 1.4808 | 19.0153
U | d275f | 25.9222 | 43.8251 | 83.5068 | 7.8189 | 1.4808 | 19.0153 | 30.9229 | 84.4054 | 117.715 | 8.1808 | 1.4808 | 19.0153 | 30.9229 | 84.4054 | 117.715 | 8.1808 | 1.4808 | 19.0153
U | d275g | 28.0415 | 52.4286 | 96.6534 | 7.8381 | 1.4808 | 19.0153 | 30.9229 | 84.4054 | 117.715 | 8.1808 | 1.4808 | 19.0153 | 30.9229 | 84.4054 | 117.715 | 8.1808 | 1.4808 | 19.0153
U | d275h | 30.0571 | 57.7193 | 104.19 | 7.858 | 1.4808 | 19.0153 | 30.9229 | 84.4054 | 117.715 | 8.1808 | 1.4808 | 19.0153 | 30.9229 | 84.4054 | 117.715 | 8.1808 | 1.4808 | 19.0153
U | d275i | 30.3272 | 57.919 | 104.255 | 7.8876 | 1.4808 | 19.0153 | 30.9229 | 84.4054 | 117.715 | 8.1808 | 1.4808 | 19.0153 | 30.9229 | 84.4054 | 117.715 | 8.1808 | 1.4808 | 19.0153
U | d275j | 30.052 | 56.6656 | 103.367 | 7.8701 | 1.4808 | 19.0153 | 30.9229 | 84.4054 | 117.715 | 8.1808 | 1.4808 | 19.0153 | 30.9229 | 84.4054 | 117.715 | 8.1808 | 1.4808 | 19.0153
U | d275k | 29.9205 | 57.3523 | 101.754 | 7.864 | 1.4808 | 19.0153 | 30.9229 | 84.4054 | 117.715 | 8.1808 | 1.4808 | 19.0153 | 30.9229 | 84.4054 | 117.715 | 8.1808 | 1.4808 | 19.0153
U | d275l | 30.2185 | 60.1592 | 105.378 | 7.8789 | 1.4808 | 19.0153 | 30.9229 | 84.4054 | 117.715 | 8.1808 | 1.4808 | 19.0153 | 30.9229 | 84.4054 | 117.715 | 8.1808 | 1.4808 | 19.0153
U | d275m | 29.7606 | 57.7529 | 102.249 | 7.8643 | 1.4808 | 19.0153 | 30.9229 | 84.4054 | 117.715 | 8.1808 | 1.4808 | 19.0153 | 30.9229 | 84.4054 | 117.715 | 8.1808 | 1.4808 | 19.0153
U | d275n | 29.9271 | 59.3489 | 103.271 | 7.8709 | 1.4808 | 19.0153 | 30.9229 | 84.4054 | 117.715 | 8.1808 | 1.4808 | 19.0153 | 30.9229 | 84.4054 | 117.715 | 8.1808 | 1.4808 | 19.0153
U | d275o | 29.995 | 59.2349 | 101.044 | 7.8804 | 1.4808 | 19.0153 | 30.9229 | 84.4054 | 117.715 | 8.1808 | 1.4808 | 19.0153 | 30.9229 | 84.4054 | 117.715 | 8.1808 | 1.4808 | 19.0153
U | d275p | 30.6606 | 61.6627 | 104.527 | 7.9194 | 1.4808 | 19.0153 | 30.9229 | 84.4054 | 117.715 | 8.1808 | 1.4808 | 19.0153 | 30.9229 | 84.4054 | 117.715 | 8.1808 | 1.4808 | 19.0153
U | d275q | 30.8338 | 63.118 | 106.882 | 7.9179 | 1.4808 | 19.0153 | 30.9229 | 84.4054 | 117.715 | 8.1808 | 1.4808 | 19.0153 | 30.9229 | 84.4054 | 117.715 | 8.1808 | 1.4808 | 19.0153
U | d275r | 30.6898 | 62.1655 | 107.06 | 7.9229 | 1.4808 | 19.0153 | 30.9229 | 84.4054 | 117.715 | 8.1808 | 1.4808 | 19.0153 | 30.9229 | 84.4054 | 117.715 | 8.1808 | 1.4808 | 19.0153
U | d275s | 30.2484 | 60.0326 | 107.061 | 7.9087 | 1.4808 | 19.0153 | 30.9229 | 84.4054 | 117.715 | 8.1808 | 1.4808 | 19.0153 | 30.9229 | 84.4054 | 117.715 | 8.1808 | 1.4808 | 19.0153
U | d275t | 27.7703 | 52.7001 | 97.08 | 7.8646 | 1.4808 | 19.0153 | 30.9229 | 84.4054 | 117.571 | 8.1808 | 1.4808 | 19.0153 | 30.9229 | 84.4054 | 117.398 | 8.1808 | 1.4808 | 19.0153
U | d275u | 26.2377 | 50.583 | 95.2068 | 7.8392 | 1.4808 | 19.0153 | 30.9229 | 84.4054 | 117.524 | 8.1808 | 1.4808 | 19.0153 | 30.9229 | 84.4054 | 117.367 | 8.1808 | 1.4808 | 19.0153
U | d275v | 24.5513 | 45.2973 | 87.8976 | 7.8261 | 1.4808 | 19.0153 | 30.9229 | 84.4054 | 117.269 | 8.1808 | 1.4808 | 19.0153 | 30.9229 | 84.4054 | 117.163 | 8.1808 | 1.4808 | 19.0153
U | d275x | 23.2594 | 40.1373 | 82.317 | 7.8185 | 1.4808 | 19.0153 | 30.9229 | 84.4054 | 117.01 | 8.1808 | 1.4808 | 19.0153 | 30.9229 | 84.4054 | 116.999 | 8.1808 | 1.4808 | 19.0153
U | d275y | 22.2521 | 36.5435 | 76.341 | 7.8133 | 1.4808 | 19.0153 | 30.9229 | 84.4054 | 116.929 | 8.1808 | 1.4808 | 19.0153 | 30.9229 | 84.4054 | 116.947 | 8.1808 | 1.4808 | 19.0153
U | d276a | 22.1181 | 35.285 | 74.8687 | 7.8118 | 1.4808 | 19.0153 | 30.9229 | 84.4054 | 116.933 | 8.1808 | 1.4808 | 19.0153 | 30.9229 | 84.4054 | 116.952 | 8.1808 | 1.4808 | 19.0153
U | d276b | 22.1675 | 35.482 | 75.4753 | 7.8113 | 1.4808 | 19.0153 | 30.9229 | 84.4054 | 116.958 | 8.1808 | 1.4808 | 19.0153 | 30.9229 | 84.4054 | 117.054 | 8.1808 | 1.4808 | 19.0153
U | d276c | 22.3174 | 37.2977 | 78.1904 | 7.8127 | 1.4808 | 19.0153 | 30.9229 | 84.4054 | 117.111 | 8.1808 | 1.4808 | 19.0153 | 30.9229 | 84.4054 | 117.148 | 8.1808 | 1.4808 | 19.0153
U | d276d | 22.6886 | 39.7254 | 81.9827 | 7.8153 | 1.4808 | 19.0153 | 30.9229 | 84.4054 | 117.475 | 8.1808 | 1.4808 | 19.0153 | 30.9229 | 84.4054 | 117.29 | 8.1808 | 1.4808 | 19.0153
U | d276e | 23.7019 | 43.9418 | 85.1762 | 7.8178 | 1.4808 | 19.0153 | 30.9229 | 84.4054 | 117.52 | 8.1808 | 1.4808 | 19.0153 | 30.9229 | 84.4054 | 117.365 | 8.1808 | 1.4808 | 19.0153
U | d276f | 24.6373 | 48.9309 | 91.3778 | 7.827 | 1.4808 | 19.0153 | 30.9229 | 84.4054 | 117.552 | 8.1808 | 1.4808 | 19.0153 | 30.9229 | 84.4054 | 117.445 | 8.1808 | 1.4808 | 19.0153
U | d276g | 26.9307 | 54.5909 | 99.4946 | 7.844 | 1.4808 | 19.0153 | 30.9229 | 84.4054 | 117.715 | 8.1808 | 1.4808 | 19.0153 | 30.9229 | 84.4054 | 117.715 | 8.1808 | 1.4808 | 19.0153
U | d276h | 28.8698 | 56.6935 | 103.298 | 7.8752 | 1.4808 | 19.0153 | 30.9229 | 84.4054 | 117.715 | 8.1808 | 1.4808 | 19.0153 | 30.9229 | 84.4054 | 117.715 | 8.1808 | 1.4808 | 19.0153
U | d276i | 29.2524 | 58.202 | 105.72 | 7.8845 | 1.4808 | 19.0153 | 30.9229 | 84.4054 | 117.715 | 8.1808 | 1.4808 | 19.0153 | 30.9229 | 84.4054 | 117.715 | 8.1808 | 1.4808 | 19.0153
U | d276j | 29.9101 | 61.1599 | 109.759 | 7.9115 | 1.4808 | 19.0153 | 30.9229 | 84.4054 | 117.715 | 8.1808 | 1.4808 | 19.0153 | 30.9229 | 84.4054 | 117.715 | 8.1808 | 1.4808 | 19.0153
U | d276k | 29.9462 | 63.1218 | 111.084 | 7.902 | 1.4808 | 19.0153 | 30.9229 | 84.4054 | 117.715 | 8.1808 | 1.4808 | 19.0153 | 30.9229 | 84.4054 | 117.715 | 8.1808 | 1.4808 | 19.0153
U | d276l | 30.0243 | 65.5955 | 111.317 | 7.9108 | 1.4808 | 19.0153 | 30.9229 | 84.4054 | 117.715 | 8.1808 | 1.4808 | 19.0153 | 30.9229 | 84.4054 | 117.715 | 8.1808 | 1.4808 | 19.0153
U | d276m | 29.9132 | 65.8285 | 111.387 | 7.898 | 1.4808 | 19.0153 | 30.9229 | 84.4054 | 117.715 | 8.1808 | 1.4808 | 19.0153 | 30.9229 | 84.4054 | 117.715 | 8.1808 | 1.4808 | 19.0153
U | d276n | 30.0231 | 65.6594 | 110.769 | 7.9006 | 1.4808 | 19.0153 | 30.9229 | 84.4054 | 117.715 | 8.1808 | 1.4808 | 19.0153 | 30.9229 | 84.4054 | 117.715 | 8.1808 | 1.4808 | 19.0153
U | d276o | 30.4944 | 66.2724 | 111.191 | 7.8989 | 1.4808 | 19.0153 | 30.9229 | 84.4054 | 117.715 | 8.1808 | 1.4808 | 19.0153 | 30.9229 | 84.4054 | 117.715 | 8.1808 | 1.4808 | 19.0153
U | d276p | 30.7314 | 66.9622 | 112.644 | 7.9071 | 1.4808 | 19.0153 | 30.9229 | 84.4054 | 117.715 | 8.1808 | 1.4808 | 19.0153 | 30.9229 | 84.4054 | 117.715 | 8.1808 | 1.4808 | 19.0153
U | d276q | 30.411 | 64.8652 | 111.247 | 7.8743 | 1.4808 | 19.0153 | 30.9229 | 84.4054 | 117.715 | 8.1808 | 1.4808 | 19.0153 | 30.9229 | 84.4054 | 117.715 | 8.1808 | 1.4808 | 19.0153
U | d276r | 29.8965 | 65.4717 | 111.746 | 7.8592 | 1.4808 | 19.0153 | 30.9229 | 84.4054 | 117.715 | 8.1808 | 1.4808 | 19.0153 | 30.9229 | 84.4054 | 117.715 | 8.1808 | 1.4808 | 19.0153
U | d276s | 29.0843 | 63.9185 | 111.322 | 7.8489 | 1.4808 | 19.0153 | 30.9229 | 84.4054 | 117.715 | 8.1808 | 1.4808 | 19.0153 | 30.9229 | 84.4054 | 117.715 | 8.1808 | 1.4808 | 19.0153
U | d276t | 25.7987 | 55.8447 | 102.811 | 7.8304 | 1.4808 | 19.0153 | 30.9229 | 84.4054 | 117.436 | 8.1808 | 1.4808 | 19.0153 | 30.9229 | 84.4054 | 117.152 | 8.1808 | 1.4808 | 19.0153
U | d276u | 25.895 | 56.7465 | 105.414 | 7.824 | 1.4808 | 19.0153 | 30.9229 | 84.4054 | 117.415 | 8.1808 | 1.4808 | 19.0153 | 30.9229 | 84.4054 | 117.078 | 8.1808 | 1.4808 | 19.0153
U | d276v | 22.9795 | 45.5483 | 91.1405 | 7.8082 | 1.4808 | 19.0153 | 30.9229 | 84.4054 | 117.168 | 8.1808 | 1.4808 | 19.0153 | 30.9229 | 84.4054 | 116.845 | 8.1808 | 1.4808 | 19.0153
U | d276x | 21.6137 | 40.4464 | 83.3976 | 7.8039 | 1.4808 | 19.0153 | 30.9229 | 84.4054 | 116.958 | 8.1808 | 1.4808 | 19.0153 | 30.9229 | 84.4054 | 116.721 | 8.1808 | 1.4808 | 19.0153
U | d276y | 20.7559 | 38.2188 | 78.7998 | 7.7997 | 1.4808 | 19.0153 | 30.9229 | 84.4054 | 116.926 | 8.1808 | 1.4808 | 19.0153 | 30.9229 | 84.4054 | 116.694 | 8.1808 | 1.4808 | 19.0153
U | d277a | 20.4424 | 37.3474 | 78.0711 | 7.7973 | 1.4808 | 19.0153 | 30.9229 | 84.4054 | 116.92 | 8.1808 | 1.4808 | 19.0153 | 30.9229 | 84.4054 | 116.683 | 8.1808 | 1.4808 | 19.0153
U | d277b | 20.2161 | 37.1882 | 78.1207 | 7.7964 | 1.4808 | 19.0153 | 30.9229 | 84.4054 | 116.927 | 8.1808 | 1.4808 | 19.0153 | 30.9229 | 84.4054 | 116.691 | 8.1808 | 1.4808 | 19.0153
U | d277c | 20.0072 | 40.5291 | 83.8296 | 7.7968 | 1.4808 | 19.0153 | 30.9229 | 84.4054 | 117.06 | 8.1808 | 1.4808 | 19.0153 | 30.9229 | 84.4054 | 116.698 | 8.1808 | 1.4808 | 19.0153
U | d277d | 19.4664 | 41.9781 | 85.9021 | 7.7984 | 1.4808 | 19.0153 | 30.9229 | 84.4054 | 117.253 | 8.1808 | 1.4808 | 19.0153 | 30.9229 | 84.4054 | 116.679 | 8.1808 | 1.4808 | 19.0153
U | d277e | 20.2474 | 46.0603 | 88.0308 | 7.8019 | 1.4808 | 19.0153 | 30.9229 | 84.4054 | 117.357 | 8.1808 | 1.4808 | 19.0153 | 30.9229 | 84.4054 | 116.672 | 8.1808 | 1.4808 | 19.0153
U | d277f | 21.144 | 50.2917 | 94.2178 | 7.8079 | 1.4808 | 19.0153 | 30.9229 | 84.4054 | 117.422 | 8.1808 | 1.4808 | 19.0153 | 30.9229 | 84.4054 | 116.679 | 8.1808 | 1.4808 | 19.0153
U | d277g | 21.4398 | 52.8871 | 98.7759 | 7.8142 | 1.4808 | 19.0153 | 30.9229 | 84.4054 | 117.715 | 8.1808 | 1.4808 | 19.0153 | 30.9229 | 84.4054 | 116.734 | 8.1808 | 1.4808 | 19.0153
U | d277h | 23.7189 | 57.8904 | 106.391 | 7.8314 | 1.4808 | 19.0153 | 30.9229 | 84.4054 | 117.715 | 8.1808 | 1.4808 | 19.0153 | 30.9229 | 84.4054 | 116.839 | 8.1808 | 1.4808 | 19.0153
U | d277i | 24.5307 | 58.9426 | 107.568 | 7.8494 | 1.4808 | 19.0153 | 30.9229 | 84.4054 | 117.715 | 8.1808 | 1.4808 | 19.0153 | 30.9229 | 84.4054 | 116.888 | 8.1808 | 1.4808 | 19.0153
U | d277j | 24.6359 | 57.7903 | 106.358 | 7.8547 | 1.4808 | 19.0153 | 30.9229 | 84.4054 | 117.715 | 8.1808 | 1.4808 | 19.0153 | 30.9229 | 84.4054 | 116.881 | 8.1808 | 1.4808 | 19.0153
U | d277k | 25.1333 | 56.7091 | 101.662 | 7.8549 | 1.4808 | 19.0153 | 30.9229 | 84.4054 | 117.715 | 8.1808 | 1.4808 | 19.0153 | 30.9229 | 84.4054 | 116.914 | 8.1808 | 1.4808 | 19.0153
U | d277l | 27.2103 | 60.5766 | 104.775 | 7.8619 | 1.4808 | 19.0153 | 30.9229 | 84.4054 | 117.715 | 8.1808 | 1.4808 | 19.0153 | 30.9229 | 84.4054 | 117.047 | 8.1808 | 1.4808 | 19.0153
U | d277m | 25.8064 | 54.0897 | 95.2255 | 7.8287 | 1.4808 | 19.0153 | 30.9229 | 84.4054 | 117.715 | 8.1808 | 1.4808 | 19.0153 | 30.9229 | 84.4054 | 116.954 | 8.1808 | 1.4808 | 19.0153
U | d277n | 26.5767 | 55.3037 | 97.0336 | 7.821 | 1.4808 | 19.0153 | 30.9229 | 84.4054 | 117.715 | 8.1808 | 1.4808 | 19.0153 | 30.9229 | 84.4054 | 116.987 | 8.1808 | 1.4808 | 19.0153
U | d277o | 26.977 | 59.536 | 107.556 | 7.8223 | 1.4808 | 19.0153 | 30.9229 | 84.4054 | 117.715 | 8.1808 | 1.4808 | 19.0153 | 30.9229 | 84.4054 | 116.992 | 8.1808 | 1.4808 | 19.0153
U | d277p | 27.5102 | 63.1883 | 111.305 | 7.8235 | 1.4808 | 19.0153 | 30.9229 | 84.4054 | 117.715 | 8.1808 | 1.4808 | 19.0153 | 30.9229 | 84.4054 | 117.03 | 8.1808 | 1.4808 | 19.0153
U | d277q | 26.5115 | 64.9811 | 112.903 | 7.8193 | 1.4808 | 19.0153 | 30.9229 | 84.4054 | 117.715 | 8.1808 | 1.4808 | 19.0153 | 30.9229 | 84.4054 | 117.001 | 8.1808 | 1.4808 | 19.0153
U | d277r | 24.3558 | 62.4758 | 110.496 | 7.8175 | 1.4808 | 19.0153 | 30.9229 | 84.4054 | 117.715 | 8.1808 | 1.4808 | 19.0153 | 30.9229 | 84.4054 | 116.896 | 8.1808 | 1.4808 | 19.0153
U | d277s | 23.5259 | 61.5861 | 110.25 | 7.817 | 1.4808 | 19.0153 | 30.9229 | 84.4054 | 117.715 | 8.1808 | 1.4808 | 19.0153 | 30.9229 | 84.4054 | 116.825 | 8.1808 | 1.4808 | 19.0153
U | d277t | 21.9425 | 57.3028 | 106.048 | 7.8151 | 1.4808 | 19.0153 | 30.9229 | 84.4054 | 117.521 | 8.1808 | 1.4808 | 19.0153 | 30.9229 | 84.4054 | 116.748 | 8.1808 | 1.4808 | 19.0153
U | d277u | 20.5899 | 51.325 | 98.3784 | 7.8095 | 1.4808 | 19.0153 | 30.9229 | 84.4054 | 117.343 | 8.1808 | 1.4808 | 19.0153 | 30.9229 | 84.4054 | 116.682 | 8.1808 | 1.4808 | 19.0153
U | d277v | 18.7676 | 44.6509 | 89.2607 | 7.8031 | 1.4808 | 19.0153 | 30.9229 | 84.4054 | 117.048 | 8.1808 | 1.4808 | 19.0153 | 30.9229 | 84.4054 | 116.607 | 8.1808 | 1.4808 | 19.0153
U | d277x | 18.4924 | 42.6335 | 85.5676 | 7.8023 | 1.4808 | 19.0153 | 30.9229 | 84.4054 | 116.951 | 8.1808 | 1.4808 | 19.0153 | 30.9229 | 84.4054 | 116.594 | 8.1808 | 1.4808 | 19.0153
U | d277y | 17.3893 | 40.4104 | 81.4362 | 7.8007 | 1.4808 | 19.0153 | 30.9229 | 84.4054 | 116.907 | 8.1808 | 1.4808 | 19.0153 | 30.9229 | 84.4054 | 116.572 | 8.1808 | 1.4808 | 19.0153
U | d278a | 17.0286 | 39.8133 | 80.0723 | 7.8015 | 1.4808 | 19.0153 | 30.9229 | 84.4054 | 116.889 | 8.1808 | 1.4808 | 19.0153 | 30.9229 | 84.4054 | 116.565 | 8.1808 | 1.4808 | 19.0153
U | d278b | 16.8987 | 40.8576 | 81.2631 | 7.8027 | 1.4808 | 19.0153 | 30.9229 | 84.4054 | 116.896 | 8.1808 | 1.4808 | 19.0153 | 30.9229 | 84.4054 | 116.587 | 8.1808 | 1.4808 | 19.0153
U | d278c | 17.0458 | 43.8647 | 85.7572 | 7.8063 | 1.4808 | 19.0153 | 30.9229 | 84.4054 | 116.964 | 8.1808 | 1.4808 | 19.0153 | 30.9229 | 84.4054 | 116.6 | 8.1808 | 1.4808 | 19.0153
U | d278d | 17.5787 | 48.7009 | 91.2821 | 7.8101 | 1.4808 | 19.0153 | 30.9229 | 84.4054 | 117.165 | 8.1808 | 1.4808 | 19.0153 | 30.9229 | 84.4054 | 116.597 | 8.1808 | 1.4808 | 19.0153
U | d278e | 19.1117 | 53.8357 | 94.2064 | 7.8146 | 1.4808 | 19.0153 | 30.9229 | 84.4054 | 117.324 | 8.1808 | 1.4808 | 19.0153 | 30.9229 | 84.4054 | 116.598 | 8.1808 | 1.4808 | 19.0153
U | d278f | 21.3351 | 59.9193 | 101.207 | 7.8227 | 1.4808 | 19.0153 | 30.9229 | 84.4054 | 117.402 | 8.1808 | 1.4808 | 19.0153 | 30.9229 | 84.4054 | 116.618 | 8.1808 | 1.4808 | 19.0153
U | d278g | 23.8039 | 67.6931 | 108.809 | 7.8345 | 1.4808 | 19.0153 | 30.9229 | 84.4054 | 117.715 | 8.1808 | 1.4808 | 19.0153 | 30.9229 | 84.4054 | 116.735 | 8.1808 | 1.4808 | 19.0153
U | d278h | 29.1686 | 75.3471 | 113.856 | 7.872 | 1.4808 | 19.0153 | 30.9229 | 84.4054 | 117.715 | 8.1808 | 1.4808 | 19.0153 | 30.9229 | 84.4054 | 116.916 | 8.1808 | 1.4808 | 19.0153
U | d278i | 29.2352 | 73.5583 | 111.656 | 7.8785 | 1.4808 | 19.0153 | 30.9229 | 84.4054 | 117.715 | 8.1808 | 1.4808 | 19.0153 | 30.9229 | 84.4054 | 116.843 | 8.1808 | 1.4808 | 19.0153
U | d278j | 29.6259 | 73.5567 | 112.063 | 7.8578 | 1.4808 | 19.0153 | 30.9229 | 84.4054 | 117.715 | 8.1808 | 1.4808 | 19.0153 | 30.9229 | 84.4054 | 116.824 | 8.1808 | 1.4808 | 19.0153
U | d278k | 29.632 | 72.5518 | 112.153 | 7.8457 | 1.4808 | 19.0153 | 30.9229 | 84.4054 | 117.715 | 8.1808 | 1.4808 | 19.0153 | 30.9229 | 84.4054 | 116.826 | 8.1808 | 1.4808 | 19.0153
U | d278l | 29.4623 | 68.8315 | 111.428 | 7.8367 | 1.4808 | 19.0153 | 30.9229 | 84.4054 | 117.715 | 8.1808 | 1.4808 | 19.0153 | 30.9229 | 84.4054 | 116.8 | 8.1808 | 1.4808 | 19.0153
U | d278m | 30.3881 | 72.3717 | 113.825 | 7.8438 | 1.4808 | 19.0153 | 30.9229 | 84.4054 | 117.715 | 8.1808 | 1.4808 | 19.0153 | 30.9229 | 84.4054 | 116.897 | 8.1808 | 1.4808 | 19.0153
U | d278n | 30.4344 | 71.8535 | 113.913 | 7.8416 | 1.4808 | 19.0153 | 30.9229 | 84.4054 | 117.715 | 8.1808 | 1.4808 | 19.0153 | 30.9229 | 84.4054 | 116.879 | 8.1808 | 1.4808 | 19.0153
U | d278o | 30.5473 | 70.4737 | 113.191 | 7.842 | 1.4808 | 19.0153 | 30.9229 | 84.4054 | 117.715 | 8.1808 | 1.4808 | 19.0153 | 30.9229 | 84.4054 | 116.857 | 8.1808 | 1.4808 | 19.0153
U | d278p | 30.8108 | 71.7269 | 113.421 | 7.8521 | 1.4808 | 19.0153 | 30.9229 | 84.4054 | 117.715 | 8.1808 | 1.4808 | 19.0153 | 30.9229 | 84.4054 | 116.898 | 8.1808 | 1.4808 | 19.0153
U | d278q | 30.6697 | 72.9342 | 114.378 | 7.8479 | 1.4808 | 19.0153 | 30.9229 | 84.4054 | 117.715 | 8.1808 | 1.4808 | 19.0153 | 30.9229 | 84.4054 | 116.924 | 8.1808 | 1.4808 | 19.0153
U | d278r | 30.5085 | 73.0926 | 115.064 | 7.8454 | 1.4808 | 19.0153 | 30.9229 | 84.4054 | 117.715 | 8.1808 | 1.4808 | 19.0153 | 30.9229 | 84.4054 | 116.931 | 8.1808 | 1.4808 | 19.0153
U | d278s | 28.7723 | 67.2473 | 113.038 | 7.8323 | 1.4808 | 19.0153 | 30.9229 | 84.4054 | 117.715 | 8.1808 | 1.4808 | 19.0153 | 30.9229 | 84.4054 | 116.775 | 8.1808 | 1.4808 | 19.0153
U | d278t | 27.4253 | 63.0506 | 109.86 | 7.8276 | 1.4808 | 19.0153 | 30.9229 | 84.4054 | 117.511 | 8.1808 | 1.4808 | 19.0153 | 30.9229 | 84.4054 | 116.708 | 8.1808 | 1.4808 | 19.0153
U | d278u | 25.5626 | 55.5094 | 102.006 | 7.8169 | 1.4808 | 19.0153 | 30.9229 | 84.4054 | 117.029 | 8.1808 | 1.4808 | 19.0153 | 30.9229 | 84.4054 | 116.648 | 8.1808 | 1.4808 | 19.0153
U | d278v | 23.8465 | 48.8134 | 95.5434 | 7.8098 | 1.4808 | 19.0153 | 30.9229 | 84.4054 | 116.894 | 8.1808 | 1.4808 | 19.0153 | 30.9229 | 84.4054 | 116.619 | 8.1808 | 1.4808 | 19.0153
U | d278x | 22.3187 | 41.0552 | 84.4281 | 7.8056 | 1.4808 | 19.0153 | 30.9229 | 84.4054 | 116.78 | 8.1808 | 1.4808 | 19.0153 | 30.9229 | 84.4054 | 116.583 | 8.1808 | 1.4808 | 19.0153
U | d278y | 21.61 | 38.7127 | 80.4918 | 7.803 | 1.4808 | 19.0153 | 30.9229 | 84.4054 | 116.764 | 8.1808 | 1.4808 | 19.0153 | 30.9229 | 84.4054 | 116.574 | 8.1808 | 1.4808 | 19.0153
U | d279a | 21.2703 | 36.9741 | 78.2659 | 7.8013 | 1.4808 | 19.0153 | 30.9229 | 84.4054 | 116.754 | 8.1808 | 1.4808 | 19.0153 | 30.9229 | 84.4054 | 116.571 | 8.1808 | 1.4808 | 19.0153
U | d279b | 21.2522 | 37.0661 | 78.6532 | 7.8016 | 1.4808 | 19.0153 | 30.9229 | 84.4054 | 116.752 | 8.1808 | 1.4808 | 19.0153 | 30.9229 | 84.4054 | 116.585 | 8.1808 | 1.4808 | 19.0153
U | d279c | 21.3673 | 39.1146 | 81.6755 | 7.8032 | 1.4808 | 19.0153 | 30.9229 | 84.4054 | 116.766 | 8.1808 | 1.4808 | 19.0153 | 30.9229 | 84.4054 | 116.596 | 8.1808 | 1.4808 | 19.0153
U | d279d | 21.7663 | 41.9711 | 86.1306 | 7.8061 | 1.4808 | 19.0153 | 30.9229 | 84.4054 | 116.778 | 8.1808 | 1.4808 | 19.0153 | 30.9229 | 84.4054 | 116.626 | 8.1808 | 1.4808 | 19.0153
U | d279e | 23.204 | 46.0816 | 88.5401 | 7.8083 | 1.4808 | 19.0153 | 30.9229 | 84.4054 | 116.784 | 8.1808 | 1.4808 | 19.0153 | 30.9229 | 84.4054 | 116.69 | 8.1808 | 1.4808 | 19.0153
U | d279f | 24.75 | 51.6585 | 94.7142 | 7.8182 | 1.4808 | 19.0153 | 30.9229 | 84.4054 | 116.793 | 8.1808 | 1.4808 | 19.0153 | 30.9229 | 84.4054 | 116.886 | 8.1808 | 1.4808 | 19.0153
U | d279g | 25.9883 | 57.2112 | 102.058 | 7.8319 | 1.4808 | 19.0153 | 30.9229 | 84.4054 | 116.873 | 8.1808 | 1.4808 | 19.0153 | 30.9229 | 84.4054 | 117.066 | 8.1808 | 1.4808 | 19.0153
U | d279h | 29.1648 | 61.4371 | 107.211 | 7.8675 | 1.4808 | 19.0153 | 30.9229 | 84.4054 | 116.999 | 8.1808 | 1.4808 | 19.0153 | 30.9229 | 84.4054 | 117.196 | 8.1808 | 1.4808 | 19.0153
U | d279i | 29.1612 | 60.0194 | 103.646 | 7.8832 | 1.4808 | 19.0153 | 30.9229 | 84.4054 | 117.021 | 8.1808 | 1.4808 | 19.0153 | 30.9229 | 84.4054 | 117.195 | 8.1808 | 1.4808 | 19.0153
U | d279j | 28.5538 | 55.0362 | 92.9684 | 7.8835 | 1.4808 | 19.0153 | 30.9229 | 84.4054 | 117.005 | 8.1808 | 1.4808 | 19.0153 | 30.9229 | 84.4054 | 117.153 | 8.1808 | 1.4808 | 19.0153
U | d279k | 28.2242 | 54.7812 | 87.3803 | 7.8785 | 1.4808 | 19.0153 | 30.9229 | 84.4054 | 116.988 | 8.1808 | 1.4808 | 19.0153 | 30.9229 | 84.4054 | 117.144 | 8.1808 | 1.4808 | 19.0153
U | d279l | 29.2882 | 58.0195 | 92.7548 | 7.9145 | 1.4808 | 19.0153 | 30.9229 | 84.4054 | 117.063 | 8.1808 | 1.4808 | 19.0153 | 30.9229 | 84.4054 | 117.213 | 8.1808 | 1.4808 | 19.0153
U | d279m | 29.2823 | 60.5848 | 92.6104 | 7.9146 | 1.4808 | 19.0153 | 30.9229 | 84.4054 | 117.078 | 8.1808 | 1.4808 | 19.0153 | 30.9229 | 84.4054 | 117.217 | 8.1808 | 1.4808 | 19.0153
U | d279n | 29.0057 | 61.8349 | 96.4523 | 7.9016 | 1.4808 | 19.0153 | 30.9229 | 84.4054 | 117.061 | 8.1808 | 1.4808 | 19.0153 | 30.9229 | 84.4054 | 117.18 | 8.1808 | 1.4808 | 19.0153
U | d279o | 29.7726 | 69.1071 | 106.524 | 7.9234 | 1.4808 | 19.0153 | 30.9229 | 84.4054 | 117.125 | 8.1808 | 1.4808 | 19.0153 | 30.9229 | 84.4054 | 117.229 | 8.1808 | 1.4808 | 19.0153
U | d279p | 29.5871 | 72.2909 | 107.946 | 7.9176 | 1.4808 | 19.0153 | 30.9229 | 84.4054 | 117.096 | 8.1808 | 1.4808 | 19.0153 | 30.9229 | 84.4054 | 117.196 | 8.1808 | 1.4808 | 19.0153
U | d279q | 30.3771 | 78.6627 | 112.969 | 7.9367 | 1.4808 | 19.0153 | 30.9229 | 84.4054 | 117.263 | 8.1808 | 1.4808 | 19.0153 | 30.9229 | 84.4054 | 117.37 | 8.1808 | 1.4808 | 19.0153
U | d279r | 30.3997 | 79.944 | 114.007 | 7.9123 | 1.4808 | 19.0153 | 30.9229 | 84.4054 | 117.243 | 8.1808 | 1.4808 | 19.0153 | 30.9229 | 84.4054 | 117.31 | 8.1808 | 1.4808 | 19.0153
U | d279s | 29.6534 | 76.6437 | 111.997 | 7.8726 | 1.4808 | 19.0153 | 30.9229 | 84.4054 | 117.044 | 8.1808 | 1.4808 | 19.0153 | 30.9229 | 84.4054 | 117.121 | 8.1808 | 1.4808 | 19.0153
U | d279t | 28.6253 | 68.0086 | 103.812 | 7.8438 | 1.4808 | 19.0153 | 30.9229 | 84.4054 | 116.882 | 8.1808 | 1.4808 | 19.0153 | 30.9229 | 84.4054 | 116.989 | 8.1808 | 1.4808 | 19.0153
U | d279u | 28.4802 | 61.5657 | 97.2647 | 7.8277 | 1.4808 | 19.0153 | 30.9229 | 84.4054 | 116.817 | 8.1808 | 1.4808 | 19.0153 | 30.9229 | 84.4054 | 116.894 | 8.1808 | 1.4808 | 19.0153
U | d279v | 28.3721 | 57.061 | 94.7875 | 7.819 | 1.4808 | 19.0153 | 30.9229 | 84.4054 | 116.79 | 8.1808 | 1.4808 | 19.0153 | 30.9229 | 84.4054 | 116.856 | 8.1808 | 1.4808 | 19.0153
U | d279x | 27.2416 | 48.0316 | 81.2153 | 7.8129 | 1.4808 | 19.0153 | 30.9229 | 84.4054 | 116.746 | 8.1808 | 1.4808 | 19.0153 | 30.9229 | 84.4054 | 116.71 | 8.1808 | 1.4808 | 19.0153
U | d279y | 27.3245 | 46.9815 | 81.8859 | 7.81 | 1.4808 | 19.0153 | 30.9229 | 84.4054 | 116.75 | 8.1808 | 1.4808 | 19.0153 | 30.9229 | 84.4054 | 116.721 | 8.1808 | 1.4808 | 19.0153
U | d280a | 26.0617 | 42.3187 | 76.4325 | 7.8062 | 1.4808 | 19.0153 | 30.9229 | 84.4054 | 116.738 | 8.1808 | 1.4808 | 19.0153 | 30.9229 | 84.4054 | 116.705 | 8.1808 | 1.4808 | 19.0153
U | d280b | 25.4497 | 41.961 | 77.208 | 7.8048 | 1.4808 | 19.0153 | 30.9229 | 84.4054 | 116.742 | 8.1808 | 1.4808 | 19.0153 | 30.9229 | 84.4054 | 116.719 | 8.1808 | 1.4808 | 19.0153
U | d280c | 24.8919 | 42.8647 | 80.1639 | 7.8027 | 1.4808 | 19.0153 | 30.9229 | 84.4054 | 116.752 | 8.1808 | 1.4808 | 19.0153 | 30.9229 | 84.4054 | 116.732 | 8.1808 | 1.4808 | 19.0153
U | d280d | 24.4915 | 45.3658 | 85.1415 | 7.8022 | 1.4808 | 19.0153 | 30.9229 | 84.4054 | 116.759 | 8.1808 | 1.4808 | 19.0153 | 30.9229 | 84.4054 | 116.756 | 8.1808 | 1.4808 | 19.0153
U | d280e | 24.1744 | 49.6333 | 87.2583 | 7.8028 | 1.4808 | 19.0153 | 30.9229 | 84.4054 | 116.761 | 8.1808 | 1.4808 | 19.0153 | 30.9229 | 84.4054 | 116.802 | 8.1808 | 1.4808 | 19.0153
U | d280f | 24.5265 | 54.6155 | 93.1243 | 7.8044 | 1.4808 | 19.0153 | 30.9229 | 84.4054 | 116.768 | 8.1808 | 1.4808 | 19.0153 | 30.9229 | 84.4054 | 116.918 | 8.1808 | 1.4808 | 19.0153
U | d280g | 25.0786 | 61.1884 | 100.49 | 7.8045 | 1.4808 | 19.0153 | 30.9229 | 84.4054 | 116.815 | 8.1808 | 1.4808 | 19.0153 | 30.9229 | 84.4054 | 117.038 | 8.1808 | 1.4808 | 19.0153
U | d280h | 26.7164 | 68.45 | 107.852 | 7.809 | 1.4808 | 19.0153 | 30.9229 | 84.4054 | 116.906 | 8.1808 | 1.4808 | 19.0153 | 30.9229 | 84.4054 | 117.123 | 8.1808 | 1.4808 | 19.0153
U | d280i | 26.276 | 67.5195 | 104.217 | 7.8087 | 1.4808 | 19.0153 | 30.9229 | 84.4054 | 116.914 | 8.1808 | 1.4808 | 19.0153 | 30.9229 | 84.4054 | 117.113 | 8.1808 | 1.4808 | 19.0153
U | d280j | 25.7996 | 65.9914 | 101.286 | 7.8095 | 1.4808 | 19.0153 | 30.9229 | 84.4054 | 116.923 | 8.1808 | 1.4808 | 19.0153 | 30.9229 | 84.4054 | 117.112 | 8.1808 | 1.4808 | 19.0153
U | d280k | 25.8767 | 65.8544 | 101.344 | 7.8118 | 1.4808 | 19.0153 | 30.9229 | 84.4054 | 116.933 | 8.1808 | 1.4808 | 19.0153 | 30.9229 | 84.4054 | 117.144 | 8.1808 | 1.4808 | 19.0153
U | d280l | 26.0403 | 65.8332 | 98.0594 | 7.8142 | 1.4808 | 19.0153 | 30.9229 | 84.4054 | 116.959 | 8.1808 | 1.4808 | 19.0153 | 30.9229 | 84.4054 | 117.164 | 8.1808 | 1.4808 | 19.0153
U | d280m | 25.3014 | 63.0444 | 91.156 | 7.811 | 1.4808 | 19.0153 | 30.9229 | 84.4054 | 116.933 | 8.1808 | 1.4808 | 19.0153 | 30.9229 | 84.4054 | 117.145 | 8.1808 | 1.4808 | 19.0153
U | d280n | 26.6829 | 68.2942 | 96.7041 | 7.8133 | 1.4808 | 19.0153 | 30.9229 | 84.4054 | 116.996 | 8.1808 | 1.4808 | 19.0153 | 30.9229 | 84.4054 | 117.214 | 8.1808 | 1.4808 | 19.0153
U | d280o | 25.6404 | 67.7328 | 97.2654 | 7.8109 | 1.4808 | 19.0153 | 30.9229 | 84.4054 | 116.965 | 8.1808 | 1.4808 | 19.0153 | 30.9229 | 84.4054 | 117.164 | 8.1808 | 1.4808 | 19.0153
U | d280p | 26.1769 | 70.6668 | 103.228 | 7.8122 | 1.4808 | 19.0153 | 30.9229 | 84.4054 | 116.984 | 8.1808 | 1.4808 | 19.0153 | 30.9229 | 84.4054 | 117.173 | 8.1808 | 1.4808 | 19.0153
U | d280q | 28.3437 | 76.0034 | 110.71 | 7.8177 | 1.4808 | 19.0153 | 30.9229 | 84.4054 | 117.09 | 8.1808 | 1.4808 | 19.0153 | 30.9229 | 84.4054 | 117.444 | 8.1808 | 1.4808 | 19.0153
U | d280r | 27.4604 | 76.1126 | 112.058 | 7.8165 | 1.4808 | 19.0153 | 30.9229 | 84.4054 | 117.11 | 8.1808 | 1.4808 | 19.0153 | 30.9229 | 84.4054 | 117.326 | 8.1808 | 1.4808 | 19.0153
U | d280s | 25.097 | 71.228 | 109.689 | 7.8122 | 1.4808 | 19.0153 | 30.9229 | 84.4054 | 116.996 | 8.1808 | 1.4808 | 19.0153 | 30.9229 | 84.4054 | 117.129 | 8.1808 | 1.4808 | 19.0153
U | d280t | 23.1833 | 62.5687 | 101.442 | 7.8078 | 1.4808 | 19.0153 | 30.9229 | 84.4054 | 116.9 | 8.1808 | 1.4808 | 19.0153 | 30.9229 | 84.4054 | 117.045 | 8.1808 | 1.4808 | 19.0153
U | d280u | 22.261 | 57.3933 | 97.3396 | 7.8043 | 1.4808 | 19.0153 | 30.9229 | 84.4054 | 116.882 | 8.1808 | 1.4808 | 19.0153 | 30.9229 | 84.4054 | 116.992 | 8.1808 | 1.4808 | 19.0153
U | d280v | 21.6384 | 52.8143 | 94.6204 | 7.8018 | 1.4808 | 19.0153 | 30.9229 | 84.4054 | 116.871 | 8.1808 | 1.4808 | 19.0153 | 30.9229 | 84.4054 | 116.966 | 8.1808 | 1.4808 | 19.0153
U | d280x | 20.1071 | 45.733 | 83.735 | 7.7988 | 1.4808 | 19.0153 | 30.9229 | 84.4054 | 116.87 | 8.1808 | 1.4808 | 19.0153 | 30.9229 | 84.4054 | 116.913 | 8.1808 | 1.4808 | 19.0153
U | d280y | 19.6608 | 43.5227 | 79.44 | 7.7972 | 1.4808 | 19.0153 | 30.9229 | 84.4054 | 116.87 | 8.1808 | 1.4808 | 19.0153 | 30.9229 | 84.4054 | 116.912 | 8.1808 | 1.4808 | 19.0153
U | d281a | 19.7477 | 43.439 | 79.3923 | 7.797 | 1.4808 | 19.0153 | 30.9229 | 84.4054 | 116.883 | 8.1808 | 1.4808 | 19.0153 | 30.9229 | 84.4054 | 116.923 | 8.1808 | 1.4808 | 19.0153
U | d281b | 19.6498 | 43.2872 | 79.8511 | 7.7967 | 1.4808 | 19.0153 | 30.9229 | 84.4054 | 116.897 | 8.1808 | 1.4808 | 19.0153 | 30.9229 | 84.4054 | 116.941 | 8.1808 | 1.4808 | 19.0153
U | d281c | 19.6103 | 45.8069 | 83.1192 | 7.7973 | 1.4808 | 19.0153 | 30.9229 | 84.4054 | 116.931 | 8.1808 | 1.4808 | 19.0153 | 30.9229 | 84.4054 | 116.961 | 8.1808 | 1.4808 | 19.0153
U | d281d | 19.6134 | 48.2012 | 86.3058 | 7.797 | 1.4808 | 19.0153 | 30.9229 | 84.4054 | 116.979 | 8.1808 | 1.4808 | 19.0153 | 30.9229 | 84.4054 | 116.996 | 8.1808 | 1.4808 | 19.0153
U | d281e | 19.7368 | 50.3328 | 87.7479 | 7.7972 | 1.4808 | 19.0153 | 30.9229 | 84.4054 | 117.042 | 8.1808 | 1.4808 | 19.0153 | 30.9229 | 84.4054 | 117.052 | 8.1808 | 1.4808 | 19.0153
U | d281f | 20.674 | 53.5166 | 90.402 | 7.7991 | 1.4808 | 19.0153 | 30.9229 | 84.4054 | 117.191 | 8.1808 | 1.4808 | 19.0153 | 30.9229 | 84.4054 | 117.175 | 8.1808 | 1.4808 | 19.0153
U | d281g | 21.5522 | 60.0139 | 97.3303 | 7.8011 | 1.4808 | 19.0153 | 30.9229 | 84.4054 | 117.715 | 8.1808 | 1.4808 | 19.0153 | 30.9229 | 84.4054 | 117.559 | 8.1808 | 1.4808 | 19.0153
U | d281h | 23.2463 | 68.3604 | 106.605 | 7.8032 | 1.4808 | 19.0153 | 30.9229 | 84.4054 | 117.715 | 8.1808 | 1.4808 | 19.0153 | 30.9229 | 84.4054 | 117.715 | 8.1808 | 1.4808 | 19.0153
U | d281i | 23.3119 | 68.216 | 104.222 | 7.804 | 1.4808 | 19.0153 | 30.9229 | 84.4054 | 117.715 | 8.1808 | 1.4808 | 19.0153 | 30.9229 | 84.4054 | 117.715 | 8.1808 | 1.4808 | 19.0153
U | d281j | 23.4063 | 66.8164 | 100.208 | 7.8035 | 1.4808 | 19.0153 | 30.9229 | 84.4054 | 117.715 | 8.1808 | 1.4808 | 19.0153 | 30.9229 | 84.4054 | 117.715 | 8.1808 | 1.4808 | 19.0153
U | d281k | 23.9673 | 65.5433 | 98.7162 | 7.8033 | 1.4808 | 19.0153 | 30.9229 | 84.4054 | 117.715 | 8.1808 | 1.4808 | 19.0153 | 30.9229 | 84.4054 | 117.715 | 8.1808 | 1.4808 | 19.0153
U | d281l | 24.5489 | 67.0654 | 98.8949 | 7.8044 | 1.4808 | 19.0153 | 30.9229 | 84.4054 | 117.715 | 8.1808 | 1.4808 | 19.0153 | 30.9229 | 84.4054 | 117.715 | 8.1808 | 1.4808 | 19.0153
U | d281m | 26.1613 | 68.7214 | 100.292 | 7.8072 | 1.4808 | 19.0153 | 30.9229 | 84.4054 | 117.715 | 8.1808 | 1.4808 | 19.0153 | 30.9229 | 84.4054 | 117.715 | 8.1808 | 1.4808 | 19.0153
U | d281n | 27.5352 | 71.5886 | 101.274 | 7.8093 | 1.4808 | 19.0153 | 30.9229 | 84.4054 | 117.715 | 8.1808 | 1.4808 | 19.0153 | 30.9229 | 84.4054 | 117.715 | 8.1808 | 1.4808 | 19.0153
U | d281o | 28.5424 | 71.3355 | 101.989 | 7.8138 | 1.4808 | 19.0153 | 30.9229 | 84.4054 | 117.715 | 8.1808 | 1.4808 | 19.0153 | 30.9229 | 84.4054 | 117.715 | 8.1808 | 1.4808 | 19.0153
U | d281p | 29.4368 | 74.634 | 105.517 | 7.8194 | 1.4808 | 19.0153 | 30.9229 | 84.4054 | 117.715 | 8.1808 | 1.4808 | 19.0153 | 30.9229 | 84.4054 | 117.715 | 8.1808 | 1.4808 | 19.0153
U | d281q | 30.1284 | 79.5981 | 112.343 | 7.8247 | 1.4808 | 19.0153 | 30.9229 | 84.4054 | 117.715 | 8.1808 | 1.4808 | 19.0153 | 30.9229 | 84.4054 | 117.715 | 8.1808 | 1.4808 | 19.0153
U | d281r | 29.9079 | 79.6557 | 113.602 | 7.8235 | 1.4808 | 19.0153 | 30.9229 | 84.4054 | 117.715 | 8.1808 | 1.4808 | 19.0153 | 30.9229 | 84.4054 | 117.715 | 8.1808 | 1.4808 | 19.0153
U | d281s | 29.8911 | 78.16 | 112.925 | 7.819 | 1.4808 | 19.0153 | 30.9229 | 84.4054 | 117.715 | 8.1808 | 1.4808 | 19.0153 | 30.9229 | 84.4054 | 117.715 | 8.1808 | 1.4808 | 19.0153
U | d281t | 28.7475 | 72.3278 | 106.731 | 7.8137 | 1.4808 | 19.0153 | 30.9229 | 84.4054 | 117.715 | 8.1808 | 1.4808 | 19.0153 | 30.9229 | 84.4054 | 117.715 | 8.1808 | 1.4808 | 19.0153
U | d281u | 27.4172 | 68.1417 | 101.225 | 7.8082 | 1.4808 | 19.0153 | 30.9229 | 84.4054 | 117.715 | 8.1808 | 1.4808 | 19.0153 | 30.9229 | 84.4054 | 117.715 | 8.1808 | 1.4808 | 19.0153
U | d281v | 26.151 | 64.19 | 95.7767 | 7.8044 | 1.4808 | 19.0153 | 30.9229 | 84.4054 | 117.715 | 8.1808 | 1.4808 | 19.0153 | 30.9229 | 84.4054 | 117.715 | 8.1808 | 1.4808 | 19.0153
U | d281x | 25.6463 | 59.5513 | 87.8986 | 7.8021 | 1.4808 | 19.0153 | 30.9229 | 84.4054 | 117.715 | 8.1808 | 1.4808 | 19.0153 | 30.9229 | 84.4054 | 117.715 | 8.1808 | 1.4808 | 19.0153
U | d281y | 25.4887 | 57.0492 | 83.3323 | 7.8005 | 1.4808 | 19.0153 | 30.9229 | 84.4054 | 117.715 | 8.1808 | 1.4808 | 19.0153 | 30.9229 | 84.4054 | 117.715 | 8.1808 | 1.4808 | 19.0153
U | d282a | 25.8032 | 56.6212 | 82.4922 | 7.8013 | 1.4808 | 19.0153 | 30.9229 | 84.4054 | 117.715 | 8.1808 | 1.4808 | 19.0153 | 30.9229 | 84.4054 | 117.715 | 8.1808 | 1.4808 | 19.0153
U | d282b | 25.7151 | 55.5284 | 80.4963 | 7.8014 | 1.4808 | 19.0153 | 30.9229 | 84.4054 | 117.715 | 8.1808 | 1.4808 | 19.0153 | 30.9229 | 84.4054 | 117.715 | 8.1808 | 1.4808 | 19.0153
U | d282c | 25.7415 | 57.1129 | 82.7839 | 7.802 | 1.4808 | 19.0153 | 30.9229 | 84.4054 | 117.715 | 8.1808 | 1.4808 | 19.0153 | 30.9229 | 84.4054 | 117.715 | 8.1808 | 1.4808 | 19.0153
U | d282d | 25.7646 | 57.9194 | 84.3961 | 7.802 | 1.4808 | 19.0153 | 30.9229 | 84.4054 | 117.715 | 8.1808 | 1.4808 | 19.0153 | 30.9229 | 84.4054 | 117.715 | 8.1808 | 1.4808 | 19.0153
U | d282e | 26.0137 | 58.3296 | 84.6227 | 7.8039 | 1.4808 | 19.0153 | 30.9229 | 84.4054 | 117.715 | 8.1808 | 1.4808 | 19.0153 | 30.9229 | 84.4054 | 117.715 | 8.1808 | 1.4808 | 19.0153
U | d282f | 27.5493 | 60.8564 | 87.6561 | 7.8099 | 1.4808 | 19.0153 | 30.9229 | 84.4054 | 117.715 | 8.1808 | 1.4808 | 19.0153 | 30.9229 | 84.4054 | 117.715 | 8.1808 | 1.4808 | 19.0153
U | d282g | 29.745 | 66.8421 | 95.6061 | 7.8209 | 1.4808 | 19.0153 | 30.9229 | 84.4054 | 117.715 | 8.1808 | 1.4808 | 19.0153 | 30.9229 | 84.4054 | 117.715 | 8.1808 | 1.4808 | 19.0153
U | d282h | 30.8167 | 73.2187 | 104.351 | 7.8318 | 1.4808 | 19.0153 | 30.9229 | 84.4054 | 117.715 | 8.1808 | 1.4808 | 19.0153 | 30.9229 | 84.4054 | 117.715 | 8.1808 | 1.4808 | 19.0153
U | d282i | 30.9229 | 73.3122 | 104.72 | 7.8417 | 1.4808 | 19.0153 | 30.9229 | 84.4054 | 117.715 | 8.1808 | 1.4808 | 19.0153 | 30.9229 | 84.4054 | 117.715 | 8.1808 | 1.4808 | 19.0153
U | d282j | 30.9229 | 71.8677 | 105.006 | 7.8445 | 1.4808 | 19.0153 | 30.9229 | 84.4054 | 117.715 | 8.1808 | 1.4808 | 19.0153 | 30.9229 | 84.4054 | 117.715 | 8.1808 | 1.4808 | 19.0153
U | d282k | 30.9229 | 70.4767 | 103.721 | 7.8538 | 1.4808 | 19.0153 | 30.9229 | 84.4054 | 117.715 | 8.1808 | 1.4808 | 19.0153 | 30.9229 | 84.4054 | 117.715 | 8.1808 | 1.4808 | 19.0153
U | d282l | 30.9229 | 71.2843 | 103.224 | 7.8688 | 1.4808 | 19.0153 | 30.9229 | 84.4054 | 117.715 | 8.1808 | 1.4808 | 19.0153 | 30.9229 | 84.4054 | 117.715 | 8.1808 | 1.4808 | 19.0153
U | d282m | 30.9229 | 73.9541 | 107.021 | 7.896 | 1.4808 | 19.0153 | 30.9229 | 84.4054 | 117.715 | 8.1808 | 1.4808 | 19.0153 | 30.9229 | 84.4054 | 117.715 | 8.1808 | 1.4808 | 19.0153
U | d282n | 30.9229 | 73.5152 | 106.049 | 7.8908 | 1.4808 | 19.0153 | 30.9229 | 84.4054 | 117.715 | 8.1808 | 1.4808 | 19.0153 | 30.9229 | 84.4054 | 117.715 | 8.1808 | 1.4808 | 19.0153
U | d282o | 30.9229 | 74.4558 | 105.187 | 7.9263 | 1.4808 | 19.0153 | 30.9229 | 84.4054 | 117.715 | 8.1808 | 1.4808 | 19.0153 | 30.9229 | 84.4054 | 117.715 | 8.1808 | 1.4808 | 19.0153
U | d282p | 30.9229 | 73.9402 | 105.635 | 7.9459 | 1.4808 | 19.0153 | 30.9229 | 84.4054 | 117.715 | 8.1808 | 1.4808 | 19.0153 | 30.9229 | 84.4054 | 117.715 | 8.1808 | 1.4808 | 19.0153
U | d282q | 30.9229 | 76.6937 | 109.746 | 7.954 | 1.4808 | 19.0153 | 30.9229 | 84.4054 | 117.715 | 8.1808 | 1.4808 | 19.0153 | 30.9229 | 84.4054 | 117.715 | 8.1808 | 1.4808 | 19.0153
U | d282r | 30.9229 | 78.881 | 112.941 | 7.9662 | 1.4808 | 19.0153 | 30.9229 | 84.4054 | 117.715 | 8.1808 | 1.4808 | 19.0153 | 30.9229 | 84.4054 | 117.715 | 8.1808 | 1.4808 | 19.0153
U | d282s | 30.9229 | 73.1617 | 110.023 | 7.8826 | 1.4808 | 19.0153 | 30.9229 | 84.4054 | 117.715 | 8.1808 | 1.4808 | 19.0153 | 30.9229 | 84.4054 | 117.715 | 8.1808 | 1.4808 | 19.0153
U | d282t | 30.9229 | 65.928 | 105.738 | 7.8479 | 1.4808 | 19.0153 | 30.9229 | 84.4054 | 117.715 | 8.1808 | 1.4808 | 19.0153 | 30.9229 | 84.4054 | 117.715 | 8.1808 | 1.4808 | 19.0153
U | d282u | 30.2136 | 54.0179 | 92.3957 | 7.8246 | 1.4808 | 19.0153 | 30.9229 | 84.4054 | 117.715 | 8.1808 | 1.4808 | 19.0153 | 30.9229 | 84.4054 | 117.715 | 8.1808 | 1.4808 | 19.0153
U | d282v | 29.9328 | 50.6572 | 90.7207 | 7.821 | 1.4808 | 19.0153 | 30.9229 | 84.4054 | 117.715 | 8.1808 | 1.4808 | 19.0153 | 30.9229 | 84.4054 | 117.715 | 8.1808 | 1.4808 | 19.0153
U | d282x | 28.9678 | 43.2111 | 82.3803 | 7.816 | 1.4808 | 19.0153 | 30.9229 | 84.4054 | 117.715 | 8.1808 | 1.4808 | 19.0153 | 30.9229 | 84.4054 | 117.715 | 8.1808 | 1.4808 | 19.0153
U | d282y | 27.9978 | 39.6607 | 77.7839 | 7.8115 | 1.4808 | 19.0153 | 30.9229 | 84.4054 | 117.715 | 8.1808 | 1.4808 | 19.0153 | 30.9229 | 84.4054 | 117.715 | 8.1808 | 1.4808 | 19.0153
U | d283a | 27.1907 | 36.9423 | 74.7099 | 7.8094 | 1.4808 | 19.0153 | 30.9229 | 84.4054 | 117.715 | 8.1808 | 1.4808 | 19.0153 | 30.9229 | 84.4054 | 117.715 | 8.1808 | 1.4808 | 19.0153
U | d283b | 26.9253 | 37.1294 | 75.72 | 7.8083 | 1.4808 | 19.0153 | 30.9229 | 84.4054 | 117.715 | 8.1808 | 1.4808 | 19.0153 | 30.9229 | 84.4054 | 117.715 | 8.1808 | 1.4808 | 19.0153
U | d283c | 26.8111 | 38.1099 | 77.2973 | 7.8075 | 1.4808 | 19.0153 | 30.9229 | 84.4054 | 117.715 | 8.1808 | 1.4808 | 19.0153 | 30.9229 | 84.4054 | 117.715 | 8.1808 | 1.4808 | 19.0153
U | d283d | 26.8108 | 40.1753 | 80.0202 | 7.8077 | 1.4808 | 19.0153 | 30.9229 | 84.4054 | 117.715 | 8.1808 | 1.4808 | 19.0153 | 30.9229 | 84.4054 | 117.715 | 8.1808 | 1.4808 | 19.0153
U | d283e | 27.197 | 44.0604 | 82.158 | 7.809 | 1.4808 | 19.0153 | 30.9229 | 84.4054 | 117.715 | 8.1808 | 1.4808 | 19.0153 | 30.9229 | 84.4054 | 117.715 | 8.1808 | 1.4808 | 19.0153
U | d283f | 28.2173 | 48.6243 | 88.6448 | 7.8136 | 1.4808 | 19.0153 | 30.9229 | 84.4054 | 117.715 | 8.1808 | 1.4808 | 19.0153 | 30.9229 | 84.4054 | 117.715 | 8.1808 | 1.4808 | 19.0153
U | d283g | 29.9563 | 53.1088 | 94.9168 | 7.8191 | 1.4808 | 19.0153 | 30.9229 | 84.4054 | 117.715 | 8.1808 | 1.4808 | 19.0153 | 30.9229 | 84.4054 | 117.715 | 8.1808 | 1.4808 | 19.0153
U | d283h | 30.6644 | 55.1398 | 97.9577 | 7.8278 | 1.4808 | 19.0153 | 30.9229 | 84.4054 | 117.715 | 8.1808 | 1.4808 | 19.0153 | 30.9229 | 84.4054 | 117.715 | 8.1808 | 1.4808 | 19.0153
U | d283i | 30.878 | 55.4604 | 99.2869 | 7.8325 | 1.4808 | 19.0153 | 30.9229 | 84.4054 | 117.715 | 8.1808 | 1.4808 | 19.0153 | 30.9229 | 84.4054 | 117.715 | 8.1808 | 1.4808 | 19.0153
U | d283j | 30.9229 | 57.3178 | 96.2543 | 7.8452 | 1.4808 | 19.0153 | 30.9229 | 84.4054 | 117.715 | 8.1808 | 1.4808 | 19.0153 | 30.9229 | 84.4054 | 117.715 | 8.1808 | 1.4808 | 19.0153
U | d283k | 30.9229 | 55.4749 | 91.1433 | 7.8368 | 1.4808 | 19.0153 | 30.9229 | 84.4054 | 117.715 | 8.1808 | 1.4808 | 19.0153 | 30.9229 | 84.4054 | 117.715 | 8.1808 | 1.4808 | 19.0153
U | d283l | 30.9229 | 52.707 | 86.6519 | 7.8363 | 1.4808 | 19.0153 | 30.9229 | 84.4054 | 117.715 | 8.1808 | 1.4808 | 19.0153 | 30.9229 | 84.4054 | 117.715 | 8.1808 | 1.4808 | 19.0153
U | d283m | 30.9229 | 53.7261 | 89.8057 | 7.8423 | 1.4808 | 19.0153 | 30.9229 | 84.4054 | 117.715 | 8.1808 | 1.4808 | 19.0153 | 30.9229 | 84.4054 | 117.715 | 8.1808 | 1.4808 | 19.0153
U | d283n | 30.9229 | 58.1449 | 94.0583 | 7.8486 | 1.4808 | 19.0153 | 30.9229 | 84.4054 | 117.715 | 8.1808 | 1.4808 | 19.0153 | 30.9229 | 84.4054 | 117.715 | 8.1808 | 1.4808 | 19.0153
U | d283o | 30.9229 | 61.4841 | 98.1818 | 7.8583 | 1.4808 | 19.0153 | 30.9229 | 84.4054 | 117.715 | 8.1808 | 1.4808 | 19.0153 | 30.9229 | 84.4054 | 117.715 | 8.1808 | 1.4808 | 19.0153
U | d283p | 30.9229 | 60.7189 | 97.4136 | 7.8479 | 1.4808 | 19.0153 | 30.9229 | 84.4054 | 117.715 | 8.1808 | 1.4808 | 19.0153 | 30.9229 | 84.4054 | 117.715 | 8.1808 | 1.4808 | 19.0153
U | d283q | 30.9229 | 63.6875 | 105.468 | 7.8333 | 1.4808 | 19.0153 | 30.9229 | 84.4054 | 117.715 | 8.1808 | 1.4808 | 19.0153 | 30.9229 | 84.4054 | 117.715 | 8.1808 | 1.4808 | 19.0153
U | d283r | 30.9229 | 66.1587 | 109.715 | 7.8347 | 1.4808 | 19.0153 | 30.9229 | 84.4054 | 117.715 | 8.1808 | 1.4808 | 19.0153 | 30.9229 | 84.4054 | 117.715 | 8.1808 | 1.4808 | 19.0153
U | d283s | 30.324 | 61.2455 | 105.296 | 7.8241 | 1.4808 | 19.0153 | 30.9229 | 84.4054 | 117.715 | 8.1808 | 1.4808 | 19.0153 | 30.9229 | 84.4054 | 117.715 | 8.1808 | 1.4808 | 19.0153
U | d283t | 29.7547 | 57.4816 | 100.698 | 7.8207 | 1.4808 | 19.0153 | 30.9229 | 84.4054 | 117.715 | 8.1808 | 1.4808 | 19.0153 | 30.9229 | 84.4054 | 117.715 | 8.1808 | 1.4808 | 19.0153
U | d283u | 28.1863 | 51.2697 | 93.4242 | 7.8128 | 1.4808 | 19.0153 | 30.9229 | 84.4054 | 117.715 | 8.1808 | 1.4808 | 19.0153 | 30.9229 | 84.4054 | 117.715 | 8.1808 | 1.4808 | 19.0153
U | d283v | 26.6497 | 48.0489 | 90.3648 | 7.8075 | 1.4808 | 19.0153 | 30.9229 | 84.4054 | 117.715 | 8.1808 | 1.4808 | 19.0153 | 30.9229 | 84.4054 | 117.715 | 8.1808 | 1.4808 | 19.0153
U | d283x | 25.0233 | 41.7878 | 80.4346 | 7.8037 | 1.4808 | 19.0153 | 30.9229 | 84.4054 | 117.715 | 8.1808 | 1.4808 | 19.0153 | 30.9229 | 84.4054 | 117.715 | 8.1808 | 1.4808 | 19.0153
U | d283y | 24.1607 | 40.526 | 77.7418 | 7.8013 | 1.4808 | 19.0153 | 30.9229 | 84.4054 | 117.715 | 8.1808 | 1.4808 | 19.0153 | 30.9229 | 84.4054 | 117.715 | 8.1808 | 1.4808 | 19.0153
U | d284a | 23.0177 | 38.3332 | 74.7062 | 7.7999 | 1.4808 | 19.0153 | 30.9229 | 84.4054 | 117.715 | 8.1808 | 1.4808 | 19.0153 | 30.9229 | 84.4054 | 117.715 | 8.1808 | 1.4808 | 19.0153
U | d284b | 22.3562 | 38.1788 | 75.0236 | 7.7998 | 1.4808 | 19.0153 | 30.9229 | 84.4054 | 117.715 | 8.1808 | 1.4808 | 19.0153 | 30.9229 | 84.4054 | 117.715 | 8.1808 | 1.4808 | 19.0153
U | d284c | 21.9469 | 40.5064 | 79.229 | 7.8007 | 1.4808 | 19.0153 | 30.9229 | 84.4054 | 117.715 | 8.1808 | 1.4808 | 19.0153 | 30.9229 | 84.4054 | 117.715 | 8.1808 | 1.4808 | 19.0153
U | d284d | 21.6136 | 42.4954 | 82.5271 | 7.8039 | 1.4808 | 19.0153 | 30.9229 | 84.4054 | 117.715 | 8.1808 | 1.4808 | 19.0153 | 30.9229 | 84.4054 | 117.715 | 8.1808 | 1.4808 | 19.0153
U | d284e | 22.1912 | 46.3589 | 85.5521 | 7.806 | 1.4808 | 19.0153 | 30.9229 | 84.4054 | 117.715 | 8.1808 | 1.4808 | 19.0153 | 30.9229 | 84.4054 | 117.715 | 8.1808 | 1.4808 | 19.0153
U | d284f | 23.3146 | 51.084 | 91.8115 | 7.8104 | 1.4808 | 19.0153 | 30.9229 | 84.4054 | 117.715 | 8.1808 | 1.4808 | 19.0153 | 30.9229 | 84.4054 | 117.715 | 8.1808 | 1.4808 | 19.0153
U | d284g | 24.9726 | 54.9554 | 97.5208 | 7.8163 | 1.4808 | 19.0153 | 30.9229 | 84.4054 | 117.715 | 8.1808 | 1.4808 | 19.0153 | 30.9229 | 84.4054 | 117.715 | 8.1808 | 1.4808 | 19.0153
U | d284h | 27.3393 | 60.6449 | 104.066 | 7.8248 | 1.4808 | 19.0153 | 30.9229 | 84.4054 | 117.715 | 8.1808 | 1.4808 | 19.0153 | 30.9229 | 84.4054 | 117.715 | 8.1808 | 1.4808 | 19.0153
U | d284i | 27.4605 | 58.7387 | 101.388 | 7.8272 | 1.4808 | 19.0153 | 30.9229 | 84.4054 | 117.715 | 8.1808 | 1.4808 | 19.0153 | 30.9229 | 84.4054 | 117.715 | 8.1808 | 1.4808 | 19.0153
U | d284j | 27.8367 | 59.6313 | 100.384 | 7.8282 | 1.4808 | 19.0153 | 30.9229 | 84.4054 | 117.715 | 8.1808 | 1.4808 | 19.0153 | 30.9229 | 84.4054 | 117.715 | 8.1808 | 1.4808 | 19.0153
U | d284k | 28.1324 | 58.5614 | 95.3809 | 7.8294 | 1.4808 | 19.0153 | 30.9229 | 84.4054 | 117.715 | 8.1808 | 1.4808 | 19.0153 | 30.9229 | 84.4054 | 117.715 | 8.1808 | 1.4808 | 19.0153
U | d284l | 28.2714 | 57.0015 | 91.0558 | 7.829 | 1.4808 | 19.0153 | 30.9229 | 84.4054 | 117.715 | 8.1808 | 1.4808 | 19.0153 | 30.9229 | 84.4054 | 117.715 | 8.1808 | 1.4808 | 19.0153
U | d284m | 28.9326 | 59.7757 | 92.4571 | 7.8318 | 1.4808 | 19.0153 | 30.9229 | 84.4054 | 117.715 | 8.1808 | 1.4808 | 19.0153 | 30.9229 | 84.4054 | 117.715 | 8.1808 | 1.4808 | 19.0153
U | d284n | 28.9787 | 62.0751 | 98.1159 | 7.8361 | 1.4808 | 19.0153 | 30.9229 | 84.4054 | 117.715 | 8.1808 | 1.4808 | 19.0153 | 30.9229 | 84.4054 | 117.715 | 8.1808 | 1.4808 | 19.0153
U | d284o | 29.5894 | 67.4712 | 108.306 | 7.8524 | 1.4808 | 19.0153 | 30.9229 | 84.4054 | 117.715 | 8.1808 | 1.4808 | 19.0153 | 30.9229 | 84.4054 | 117.715 | 8.1808 | 1.4808 | 19.0153
U | d284p | 29.4434 | 65.7935 | 108.305 | 7.8594 | 1.4808 | 19.0153 | 30.9229 | 84.4054 | 117.715 | 8.1808 | 1.4808 | 19.0153 | 30.9229 | 84.4054 | 117.715 | 8.1808 | 1.4808 | 19.0153
U | d284q | 29.6869 | 69.934 | 111.192 | 7.8624 | 1.4808 | 19.0153 | 30.9229 | 84.4054 | 117.715 | 8.1808 | 1.4808 | 19.0153 | 30.9229 | 84.4054 | 117.715 | 8.1808 | 1.4808 | 19.0153
U | d284r | 29.2361 | 71.7459 | 112.153 | 7.8618 | 1.4808 | 19.0153 | 30.9229 | 84.4054 | 117.715 | 8.1808 | 1.4808 | 19.0153 | 30.9229 | 84.4054 | 117.715 | 8.1808 | 1.4808 | 19.0153
U | d284s | 28.6159 | 72.2808 | 112.538 | 7.8518 | 1.4808 | 19.0153 | 30.9229 | 84.4054 | 117.715 | 8.1808 | 1.4808 | 19.0153 | 30.9229 | 84.4054 | 117.715 | 8.1808 | 1.4808 | 19.0153
U | d284t | 27.195 | 68.8863 | 109.568 | 7.8442 | 1.4808 | 19.0153 | 30.9229 | 84.4054 | 117.715 | 8.1808 | 1.4808 | 19.0153 | 30.9229 | 84.4054 | 117.715 | 8.1808 | 1.4808 | 19.0153
U | d284u | 25.1088 | 64.5189 | 104.757 | 7.829 | 1.4808 | 19.0153 | 30.9229 | 84.4054 | 117.715 | 8.1808 | 1.4808 | 19.0153 | 30.9229 | 84.4054 | 117.715 | 8.1808 | 1.4808 | 19.0153
U | d284v | 23.6969 | 61.5474 | 101.844 | 7.8246 | 1.4808 | 19.0153 | 30.9229 | 84.4054 | 117.715 | 8.1808 | 1.4808 | 19.0153 | 30.9229 | 84.4054 | 117.715 | 8.1808 | 1.4808 | 19.0153
U | d284x | 21.9025 | 53.7923 | 91.8951 | 7.8158 | 1.4808 | 19.0153 | 30.9229 | 84.4054 | 117.715 | 8.1808 | 1.4808 | 19.0153 | 30.9229 | 84.4054 | 117.715 | 8.1808 | 1.4808 | 19.0153
U | d284y | 20.8609 | 49.698 | 85.3141 | 7.8123 | 1.4808 | 19.0153 | 30.9229 | 84.4054 | 117.715 | 8.1808 | 1.4808 | 19.0153 | 30.9229 | 84.4054 | 117.715 | 8.1808 | 1.4808 | 19.0153
U | d285a | 20.738 | 49.1697 | 84.7605 | 7.8111 | 1.4808 | 19.0153 | 30.9229 | 84.4054 | 117.715 | 8.1808 | 1.4808 | 19.0153 | 30.9229 | 84.4054 | 117.715 | 8.1808 | 1.4808 | 19.0153
U | d285b | 20.8092 | 48.9787 | 84.8786 | 7.8109 | 1.4808 | 19.0153 | 30.9229 | 84.4054 | 117.715 | 8.1808 | 1.4808 | 19.0153 | 30.9229 | 84.4054 | 117.715 | 8.1808 | 1.4808 | 19.0153
U | d285c | 21.1201 | 51.2823 | 87.8256 | 7.8115 | 1.4808 | 19.0153 | 30.9229 | 84.4054 | 117.715 | 8.1808 | 1.4808 | 19.0153 | 30.9229 | 84.4054 | 117.715 | 8.1808 | 1.4808 | 19.0153
U | d285d | 21.5347 | 53.6782 | 91.0194 | 7.8146 | 1.4808 | 19.0153 | 30.9229 | 84.4054 | 117.715 | 8.1808 | 1.4808 | 19.0153 | 30.9229 | 84.4054 | 117.715 | 8.1808 | 1.4808 | 19.0153
U | d285e | 22.6897 | 58.9761 | 94.4065 | 7.8187 | 1.4808 | 19.0153 | 30.9229 | 84.4054 | 117.715 | 8.1808 | 1.4808 | 19.0153 | 30.9229 | 84.4054 | 117.715 | 8.1808 | 1.4808 | 19.0153
U | d285f | 24.3067 | 61.9398 | 98.3102 | 7.8293 | 1.4808 | 19.0153 | 30.9229 | 84.4054 | 117.715 | 8.1808 | 1.4808 | 19.0153 | 30.9229 | 84.4054 | 117.715 | 8.1808 | 1.4808 | 19.0153
U | d285g | 28.6194 | 68.0301 | 106.678 | 7.8526 | 1.4808 | 19.0153 | 30.9229 | 84.4054 | 117.715 | 8.1808 | 1.4808 | 19.0153 | 30.9229 | 84.4054 | 117.715 | 8.1808 | 1.4808 | 19.0153
U | d285h | 30.4513 | 72.4249 | 111.166 | 7.9053 | 1.4808 | 19.0153 | 30.9229 | 84.4054 | 117.715 | 8.1808 | 1.4808 | 19.0153 | 30.9229 | 84.4054 | 117.715 | 8.1808 | 1.4808 | 19.0153
U | d285i | 30.6665 | 70.348 | 108.321 | 7.9057 | 1.4808 | 19.0153 | 30.9229 | 84.4054 | 117.715 | 8.1808 | 1.4808 | 19.0153 | 30.9229 | 84.4054 | 117.715 | 8.1808 | 1.4808 | 19.0153
U | d285j | 30.7612 | 70.1384 | 107.124 | 7.9069 | 1.4808 | 19.0153 | 30.9229 | 84.4054 | 117.715 | 8.1808 | 1.4808 | 19.0153 | 30.9229 | 84.4054 | 117.715 | 8.1808 | 1.4808 | 19.0153
U | d285k | 30.799 | 71.126 | 108.173 | 7.8742 | 1.4808 | 19.0153 | 30.9229 | 84.4054 | 117.715 | 8.1808 | 1.4808 | 19.0153 | 30.9229 | 84.4054 | 117.715 | 8.1808 | 1.4808 | 19.0153
U | d285l | 30.9229 | 72.7887 | 110.496 | 7.883 | 1.4808 | 19.0153 | 30.9229 | 84.4054 | 117.715 | 8.1808 | 1.4808 | 19.0153 | 30.9229 | 84.4054 | 117.715 | 8.1808 | 1.4808 | 19.0153
U | d285m | 30.9229 | 72.1462 | 109.364 | 7.8901 | 1.4808 | 19.0153 | 30.9229 | 84.4054 | 117.715 | 8.1808 | 1.4808 | 19.0153 | 30.9229 | 84.4054 | 117.715 | 8.1808 | 1.4808 | 19.0153
U | d285n | 30.9229 | 74.5012 | 111.907 | 7.9395 | 1.4808 | 19.0153 | 30.9229 | 84.4054 | 117.715 | 8.1808 | 1.4808 | 19.0153 | 30.9229 | 84.4054 | 117.715 | 8.1808 | 1.4808 | 19.0153
U | d285o | 30.9229 | 74.0017 | 111.763 | 7.9464 | 1.4808 | 19.0153 | 30.9229 | 84.4054 | 117.715 | 8.1808 | 1.4808 | 19.0153 | 30.9229 | 84.4054 | 117.715 | 8.1808 | 1.4808 | 19.0153
U | d285p | 30.9229 | 77.0936 | 114.048 | 8.0453 | 1.4808 | 19.0153 | 30.9229 | 84.4054 | 117.715 | 8.1808 | 1.4808 | 19.0153 | 30.9229 | 84.4054 | 117.715 | 8.1808 | 1.4808 | 19.0153
U | d285q | 30.9229 | 77.2688 | 114.388 | 8.0306 | 1.4808 | 19.0153 | 30.9229 | 84.4054 | 117.715 | 8.1808 | 1.4808 | 19.0153 | 30.9229 | 84.4054 | 117.715 | 8.1808 | 1.4808 | 19.0153
U | d285r | 30.9229 | 80.2604 | 115.695 | 8.0894 | 1.4808 | 19.0153 | 30.9229 | 84.4054 | 117.715 | 8.1808 | 1.4808 | 19.0153 | 30.9229 | 84.4054 | 117.715 | 8.1808 | 1.4808 | 19.0153
U | d285s | 30.9229 | 77.3392 | 114.408 | 7.9161 | 1.4808 | 19.0153 | 30.9229 | 84.4054 | 117.715 | 8.1808 | 1.4808 | 19.0153 | 30.9229 | 84.4054 | 117.715 | 8.1808 | 1.4808 | 19.0153
U | d285t | 30.4889 | 73.9588 | 112.254 | 7.8913 | 1.4808 | 19.0153 | 30.9229 | 84.4054 | 117.715 | 8.1808 | 1.4808 | 19.0153 | 30.9229 | 84.4054 | 117.715 | 8.1808 | 1.4808 | 19.0153
U | d285u | 30.2177 | 71.7226 | 110.643 | 7.8681 | 1.4808 | 19.0153 | 30.9229 | 84.4054 | 117.715 | 8.1808 | 1.4808 | 19.0153 | 30.9229 | 84.4054 | 117.715 | 8.1808 | 1.4808 | 19.0153
U | d285v | 28.988 | 65.5188 | 102.992 | 7.8389 | 1.4808 | 19.0153 | 30.9229 | 84.4054 | 117.715 | 8.1808 | 1.4808 | 19.0153 | 30.9229 | 84.4054 | 117.715 | 8.1808 | 1.4808 | 19.0153
U | d285x | 28.5869 | 63.0001 | 97.7847 | 7.827 | 1.4808 | 19.0153 | 30.9229 | 84.4054 | 117.715 | 8.1808 | 1.4808 | 19.0153 | 30.9229 | 84.4054 | 117.715 | 8.1808 | 1.4808 | 19.0153
U | d285y | 27.195 | 56.5083 | 87.8787 | 7.818 | 1.4808 | 19.0153 | 30.9229 | 84.4054 | 117.715 | 8.1808 | 1.4808 | 19.0153 | 30.9229 | 84.4054 | 117.715 | 8.1808 | 1.4808 | 19.0153
U | d286a | 26.9136 | 55.0015 | 86.4854 | 7.8154 | 1.4808 | 19.0153 | 30.9229 | 84.4054 | 117.715 | 8.1808 | 1.4808 | 19.0153 | 30.9229 | 84.4054 | 117.715 | 8.1808 | 1.4808 | 19.0153
U | d286b | 26.4118 | 53.7099 | 85.1927 | 7.8125 | 1.4808 | 19.0153 | 30.9229 | 84.4054 | 117.715 | 8.1808 | 1.4808 | 19.0153 | 30.9229 | 84.4054 | 117.715 | 8.1808 | 1.4808 | 19.0153
U | d286c | 26.606 | 55.3563 | 88.2185 | 7.8118 | 1.4808 | 19.0153 | 30.9229 | 84.4054 | 117.715 | 8.1808 | 1.4808 | 19.0153 | 30.9229 | 84.4054 | 117.715 | 8.1808 | 1.4808 | 19.0153
U | d286d | 27.0284 | 57.4806 | 91.4832 | 7.8128 | 1.4808 | 19.0153 | 30.9229 | 84.4054 | 117.715 | 8.1808 | 1.4808 | 19.0153 | 30.9229 | 84.4054 | 117.715 | 8.1808 | 1.4808 | 19.0153
U | d286e | 28.1351 | 60.8753 | 92.8787 | 7.8143 | 1.4808 | 19.0153 | 30.9229 | 84.4054 | 117.715 | 8.1808 | 1.4808 | 19.0153 | 30.9229 | 84.4054 | 117.715 | 8.1808 | 1.4808 | 19.0153
U | d286f | 29.1661 | 63.7172 | 98.0652 | 7.8199 | 1.4808 | 19.0153 | 30.9229 | 84.4054 | 117.715 | 8.1808 | 1.4808 | 19.0153 | 30.9229 | 84.4054 | 117.715 | 8.1808 | 1.4808 | 19.0153
U | d286g | 30.9091 | 71.6997 | 108.53 | 7.8347 | 1.4808 | 19.0153 | 30.9229 | 84.4054 | 117.715 | 8.1808 | 1.4808 | 19.0153 | 30.9229 | 84.4054 | 117.715 | 8.1808 | 1.4808 | 19.0153
U | d286h | 30.9229 | 73.8206 | 110.655 | 7.8863 | 1.4808 | 19.0153 | 30.9229 | 84.4054 | 117.715 | 8.1808 | 1.4808 | 19.0153 | 30.9229 | 84.4054 | 117.715 | 8.1808 | 1.4808 | 19.0153
U | d286i | 30.9229 | 70.2622 | 108.376 | 7.8785 | 1.4808 | 19.0153 | 30.9229 | 84.4054 | 117.715 | 8.1808 | 1.4808 | 19.0153 | 30.9229 | 84.4054 | 117.715 | 8.1808 | 1.4808 | 19.0153
U | d286j | 30.9229 | 70.4905 | 105.79 | 7.8742 | 1.4808 | 19.0153 | 30.9229 | 84.4054 | 117.715 | 8.1808 | 1.4808 | 19.0153 | 30.9229 | 84.4054 | 117.715 | 8.1808 | 1.4808 | 19.0153
U | d286k | 30.9229 | 66.5602 | 101.581 | 7.8373 | 1.4808 | 19.0153 | 30.9229 | 84.4054 | 117.715 | 8.1808 | 1.4808 | 19.0153 | 30.9229 | 84.4054 | 117.715 | 8.1808 | 1.4808 | 19.0153
U | d286l | 30.9229 | 65.2839 | 98.7255 | 7.8361 | 1.4808 | 19.0153 | 30.9229 | 84.4054 | 117.715 | 8.1808 | 1.4808 | 19.0153 | 30.9229 | 84.4054 | 117.715 | 8.1808 | 1.4808 | 19.0153
U | d286m | 30.9229 | 62.6365 | 93.0773 | 7.8332 | 1.4808 | 19.0153 | 30.9229 | 84.4054 | 117.715 | 8.1808 | 1.4808 | 19.0153 | 30.9229 | 84.4054 | 117.715 | 8.1808 | 1.4808 | 19.0153
U | d286n | 30.9229 | 66.5771 | 99.8151 | 7.8436 | 1.4808 | 19.0153 | 30.9229 | 84.4054 | 117.715 | 8.1808 | 1.4808 | 19.0153 | 30.9229 | 84.4054 | 117.715 | 8.1808 | 1.4808 | 19.0153
U | d286o | 30.9229 | 70.0764 | 105.147 | 7.859 | 1.4808 | 19.0153 | 30.9229 | 84.4054 | 117.715 | 8.1808 | 1.4808 | 19.0153 | 30.9229 | 84.4054 | 117.715 | 8.1808 | 1.4808 | 19.0153
U | d286p | 30.9229 | 72.772 | 108.654 | 7.8591 | 1.4808 | 19.0153 | 30.9229 | 84.4054 | 117.715 | 8.1808 | 1.4808 | 19.0153 | 30.9229 | 84.4054 | 117.715 | 8.1808 | 1.4808 | 19.0153
U | d286q | 30.9229 | 75.5617 | 111.989 | 7.8612 | 1.4808 | 19.0153 | 30.9229 | 84.4054 | 117.715 | 8.1808 | 1.4808 | 19.0153 | 30.9229 | 84.4054 | 117.715 | 8.1808 | 1.4808 | 19.0153
U | d286r | 30.9229 | 77.4314 | 115.339 | 7.8701 | 1.4808 | 19.0153 | 30.9229 | 84.4054 | 117.715 | 8.1808 | 1.4808 | 19.0153 | 30.9229 | 84.4054 | 117.715 | 8.1808 | 1.4808 | 19.0153
U | d286s | 30.4872 | 67.594 | 111.815 | 7.8305 | 1.4808 | 19.0153 | 30.9229 | 84.4054 | 117.715 | 8.1808 | 1.4808 | 19.0153 | 30.9229 | 84.4054 | 117.715 | 8.1808 | 1.4808 | 19.0153
U | d286t | 29.459 | 60.5659 | 106.789 | 7.8222 | 1.4808 | 19.0153 | 30.9229 | 84.4054 | 117.715 | 8.1808 | 1.4808 | 19.0153 | 30.9229 | 84.4054 | 117.715 | 8.1808 | 1.4808 | 19.0153
U | d286u | 27.164 | 51.1521 | 95.5736 | 7.8145 | 1.4808 | 19.0153 | 30.9229 | 84.4054 | 117.715 | 8.1808 | 1.4808 | 19.0153 | 30.9229 | 84.4054 | 117.715 | 8.1808 | 1.4808 | 19.0153
U | d286v | 26.0245 | 48.3014 | 92.6468 | 7.8108 | 1.4808 | 19.0153 | 30.9229 | 84.4054 | 117.715 | 8.1808 | 1.4808 | 19.0153 | 30.9229 | 84.4054 | 117.715 | 8.1808 | 1.4808 | 19.0153
U | d286x | 25.0543 | 43.1034 | 84.2802 | 7.8086 | 1.4808 | 19.0153 | 30.9229 | 84.4054 | 117.715 | 8.1808 | 1.4808 | 19.0153 | 30.9229 | 84.4054 | 117.715 | 8.1808 | 1.4808 | 19.0153
U | d286y | 23.8726 | 40.1429 | 80.6708 | 7.8057 | 1.4808 | 19.0153 | 30.9229 | 84.4054 | 117.715 | 8.1808 | 1.4808 | 19.0153 | 30.9229 | 84.4054 | 117.715 | 8.1808 | 1.4808 | 19.0153
U | d287a | 23.4353 | 38.5931 | 79.08 | 7.8049 | 1.4808 | 19.0153 | 30.9229 | 84.4054 | 117.715 | 8.1808 | 1.4808 | 19.0153 | 30.9229 | 84.4054 | 117.715 | 8.1808 | 1.4808 | 19.0153
U | d287b | 23.3887 | 38.9429 | 79.9121 | 7.8043 | 1.4808 | 19.0153 | 30.9229 | 84.4054 | 117.715 | 8.1808 | 1.4808 | 19.0153 | 30.9229 | 84.4054 | 117.715 | 8.1808 | 1.4808 | 19.0153
U | d287c | 23.5394 | 41.6858 | 83.4545 | 7.805 | 1.4808 | 19.0153 | 30.9229 | 84.4054 | 117.715 | 8.1808 | 1.4808 | 19.0153 | 30.9229 | 84.4054 | 117.715 | 8.1808 | 1.4808 | 19.0153
U | d287d | 23.9549 | 45.5986 | 88.9787 | 7.8061 | 1.4808 | 19.0153 | 30.9229 | 84.4054 | 117.715 | 8.1808 | 1.4808 | 19.0153 | 30.9229 | 84.4054 | 117.715 | 8.1808 | 1.4808 | 19.0153
U | d287e | 24.3308 | 49.9972 | 89.4276 | 7.8073 | 1.4808 | 19.0153 | 30.9229 | 84.4054 | 117.715 | 8.1808 | 1.4808 | 19.0153 | 30.9229 | 84.4054 | 117.715 | 8.1808 | 1.4808 | 19.0153
U | d287f | 25.2614 | 53.3787 | 93.0741 | 7.811 | 1.4808 | 19.0153 | 30.9229 | 84.4054 | 117.715 | 8.1808 | 1.4808 | 19.0153 | 30.9229 | 84.4054 | 117.715 | 8.1808 | 1.4808 | 19.0153
U | d287g | 26.6353 | 58.3815 | 98.3189 | 7.8134 | 1.4808 | 19.0153 | 30.9229 | 84.4054 | 117.715 | 8.1808 | 1.4808 | 19.0153 | 30.9229 | 84.4054 | 117.715 | 8.1808 | 1.4808 | 19.0153
U | d287h | 30.1035 | 67.567 | 108.037 | 7.8253 | 1.4808 | 19.0153 | 30.9229 | 84.4054 | 117.715 | 8.1808 | 1.4808 | 19.0153 | 30.9229 | 84.4054 | 117.715 | 8.1808 | 1.4808 | 19.0153
U | d287i | 29.2598 | 60.7767 | 98.0117 | 7.8219 | 1.4808 | 19.0153 | 30.9229 | 84.4054 | 117.715 | 8.1808 | 1.4808 | 19.0153 | 30.9229 | 84.4054 | 117.715 | 8.1808 | 1.4808 | 19.0153
U | d287j | 28.9527 | 57.7482 | 91.6821 | 7.8214 | 1.4808 | 19.0153 | 30.9229 | 84.4054 | 117.715 | 8.1808 | 1.4808 | 19.0153 | 30.9229 | 84.4054 | 117.715 | 8.1808 | 1.4808 | 19.0153
U | d287k | 28.82 | 57.9871 | 90.9092 | 7.8188 | 1.4808 | 19.0153 | 30.9229 | 84.4054 | 117.715 | 8.1808 | 1.4808 | 19.0153 | 30.9229 | 84.4054 | 117.715 | 8.1808 | 1.4808 | 19.0153
U | d287l | 29.3017 | 61.4357 | 97.8127 | 7.8188 | 1.4808 | 19.0153 | 30.9229 | 84.4054 | 117.715 | 8.1808 | 1.4808 | 19.0153 | 30.9229 | 84.4054 | 117.715 | 8.1808 | 1.4808 | 19.0153
U | d287m | 29.761 | 62.7079 | 101.961 | 7.8184 | 1.4808 | 19.0153 | 30.9229 | 84.4054 | 117.715 | 8.1808 | 1.4808 | 19.0153 | 30.9229 | 84.4054 | 117.715 | 8.1808 | 1.4808 | 19.0153
U | d287n | 29.3996 | 60.4735 | 98.3733 | 7.8147 | 1.4808 | 19.0153 | 30.9229 | 84.4054 | 117.715 | 8.1808 | 1.4808 | 19.0153 | 30.9229 | 84.4054 | 117.715 | 8.1808 | 1.4808 | 19.0153
U | d287o | 29.7398 | 62.0958 | 100.167 | 7.8152 | 1.4808 | 19.0153 | 30.9229 | 84.4054 | 117.715 | 8.1808 | 1.4808 | 19.0153 | 30.9229 | 84.4054 | 117.715 | 8.1808 | 1.4808 | 19.0153
U | d287p | 30.0772 | 66.4299 | 103.226 | 7.8172 | 1.4808 | 19.0153 | 30.9229 | 84.4054 | 117.715 | 8.1808 | 1.4808 | 19.0153 | 30.9229 | 84.4054 | 117.715 | 8.1808 | 1.4808 | 19.0153
U | d287q | 30.9229 | 74.9547 | 111.141 | 7.8241 | 1.4808 | 19.0153 | 30.9229 | 84.4054 | 117.715 | 8.1808 | 1.4808 | 19.0153 | 30.9229 | 84.4054 | 117.715 | 8.1808 | 1.4808 | 19.0153
U | d287r | 30.1314 | 73.6103 | 109.786 | 7.8185 | 1.4808 | 19.0153 | 30.9229 | 84.4054 | 117.715 | 8.1808 | 1.4808 | 19.0153 | 30.9229 | 84.4054 | 117.715 | 8.1808 | 1.4808 | 19.0153
U | d287s | 28.4515 | 70.1636 | 106.334 | 7.8135 | 1.4808 | 19.0153 | 30.9229 | 84.4054 | 117.715 | 8.1808 | 1.4808 | 19.0153 | 30.9229 | 84.4054 | 117.715 | 8.1808 | 1.4808 | 19.0153
U | d287t | 27.5539 | 68.2382 | 104.844 | 7.8124 | 1.4808 | 19.0153 | 30.9229 | 84.4054 | 117.715 | 8.1808 | 1.4808 | 19.0153 | 30.9229 | 84.4054 | 117.715 | 8.1808 | 1.4808 | 19.0153
U | d287u | 25.7082 | 60.1904 | 94.2336 | 7.8064 | 1.4808 | 19.0153 | 30.9229 | 84.4054 | 117.715 | 8.1808 | 1.4808 | 19.0153 | 30.9229 | 84.4054 | 117.715 | 8.1808 | 1.4808 | 19.0153
U | d287v | 25.3107 | 56.8368 | 91.0363 | 7.8038 | 1.4808 | 19.0153 | 30.9229 | 84.4054 | 117.715 | 8.1808 | 1.4808 | 19.0153 | 30.9229 | 84.4054 | 117.715 | 8.1808 | 1.4808 | 19.0153
U | d287x | 24.9737 | 49.8951 | 80.0703 | 7.8006 | 1.4808 | 19.0153 | 30.9229 | 84.4054 | 117.715 | 8.1808 | 1.4808 | 19.0153 | 30.9229 | 84.4054 | 117.715 | 8.1808 | 1.4808 | 19.0153
U | d287y | 24.5345 | 47.8128 | 76.7575 | 7.7992 | 1.4808 | 19.0153 | 30.9229 | 84.4054 | 117.715 | 8.1808 | 1.4808 | 19.0153 | 30.9229 | 84.4054 | 117.715 | 8.1808 | 1.4808 | 19.0153
U | d288a | 24.5933 | 46.1497 | 75.6831 | 7.7986 | 1.4808 | 19.0153 | 30.9229 | 84.4054 | 117.715 | 8.1808 | 1.4808 | 19.0153 | 30.9229 | 84.4054 | 117.715 | 8.1808 | 1.4808 | 19.0153
U | d288b | 24.5166 | 45.9702 | 76.4384 | 7.7987 | 1.4808 | 19.0153 | 30.9229 | 84.4054 | 117.715 | 8.1808 | 1.4808 | 19.0153 | 30.9229 | 84.4054 | 117.715 | 8.1808 | 1.4808 | 19.0153
U | d288c | 24.4634 | 47.2075 | 79.5167 | 7.7992 | 1.4808 | 19.0153 | 30.9229 | 84.4054 | 117.715 | 8.1808 | 1.4808 | 19.0153 | 30.9229 | 84.4054 | 117.715 | 8.1808 | 1.4808 | 19.0153
U | d288d | 24.1054 | 46.9969 | 81.2331 | 7.7988 | 1.4808 | 19.0153 | 30.9229 | 84.4054 | 117.715 | 8.1808 | 1.4808 | 19.0153 | 30.9229 | 84.4054 | 117.715 | 8.1808 | 1.4808 | 19.0153
U | d288e | 24.0846 | 48.8768 | 81.8129 | 7.7988 | 1.4808 | 19.0153 | 30.9229 | 84.4054 | 117.715 | 8.1808 | 1.4808 | 19.0153 | 30.9229 | 84.4054 | 117.715 | 8.1808 | 1.4808 | 19.0153
U | d288f | 24.5868 | 49.3931 | 81.5143 | 7.8005 | 1.4808 | 19.0153 | 30.9229 | 84.4054 | 117.715 | 8.1808 | 1.4808 | 19.0153 | 30.9229 | 84.4054 | 117.715 | 8.1808 | 1.4808 | 19.0153
U | d288g | 26.2783 | 54.7265 | 88.2017 | 7.8023 | 1.4808 | 19.0153 | 30.9229 | 84.4054 | 117.715 | 8.1808 | 1.4808 | 19.0153 | 30.9229 | 84.4054 | 117.715 | 8.1808 | 1.4808 | 19.0153
U | d288h | 28.4178 | 58.7593 | 96.0464 | 7.8047 | 1.4808 | 19.0153 | 30.9229 | 84.4054 | 117.715 | 8.1808 | 1.4808 | 19.0153 | 30.9229 | 84.4054 | 117.715 | 8.1808 | 1.4808 | 19.0153
U | d288i | 28.4087 | 57.8873 | 96.9958 | 7.8061 | 1.4808 | 19.0153 | 30.9229 | 84.4054 | 117.715 | 8.1808 | 1.4808 | 19.0153 | 30.9229 | 84.4054 | 117.715 | 8.1808 | 1.4808 | 19.0153
U | d288j | 27.6155 | 54.2815 | 92.7927 | 7.8059 | 1.4808 | 19.0153 | 30.9229 | 84.4054 | 117.715 | 8.1808 | 1.4808 | 19.0153 | 30.9229 | 84.4054 | 117.715 | 8.1808 | 1.4808 | 19.0153
U | d288k | 28.5998 | 53.4291 | 90.6614 | 7.807 | 1.4808 | 19.0153 | 30.9229 | 84.4054 | 117.715 | 8.1808 | 1.4808 | 19.0153 | 30.9229 | 84.4054 | 117.715 | 8.1808 | 1.4808 | 19.0153
U | d288l | 29.2372 | 53.3 | 87.1828 | 7.8095 | 1.4808 | 19.0153 | 30.9229 | 84.4054 | 117.715 | 8.1808 | 1.4808 | 19.0153 | 30.9229 | 84.4054 | 117.715 | 8.1808 | 1.4808 | 19.0153
U | d288m | 29.4023 | 54.8109 | 83.4033 | 7.8113 | 1.4808 | 19.0153 | 30.9229 | 84.4054 | 117.715 | 8.1808 | 1.4808 | 19.0153 | 30.9229 | 84.4054 | 117.715 | 8.1808 | 1.4808 | 19.0153
U | d288n | 29.4227 | 54.7006 | 85.5903 | 7.8124 | 1.4808 | 19.0153 | 30.9229 | 84.4054 | 117.715 | 8.1808 | 1.4808 | 19.0153 | 30.9229 | 84.4054 | 117.715 | 8.1808 | 1.4808 | 19.0153
U | d288o | 29.7878 | 57.8578 | 92.2994 | 7.8158 | 1.4808 | 19.0153 | 30.9229 | 84.4054 | 117.715 | 8.1808 | 1.4808 | 19.0153 | 30.9229 | 84.4054 | 117.715 | 8.1808 | 1.4808 | 19.0153
U | d288p | 29.4489 | 60.3414 | 93.3017 | 7.8185 | 1.4808 | 19.0153 | 30.9229 | 84.4054 | 117.715 | 8.1808 | 1.4808 | 19.0153 | 30.9229 | 84.4054 | 117.715 | 8.1808 | 1.4808 | 19.0153
U | d288q | 30.2429 | 72.542 | 109.498 | 7.825 | 1.4808 | 19.0153 | 30.9229 | 84.4054 | 117.715 | 8.1808 | 1.4808 | 19.0153 | 30.9229 | 84.4054 | 117.715 | 8.1808 | 1.4808 | 19.0153
U | d288r | 29.8756 | 74.3033 | 109.739 | 7.8237 | 1.4808 | 19.0153 | 30.9229 | 84.4054 | 117.715 | 8.1808 | 1.4808 | 19.0153 | 30.9229 | 84.4054 | 117.715 | 8.1808 | 1.4808 | 19.0153
U | d288s | 29.3019 | 73.5275 | 107.644 | 7.8212 | 1.4808 | 19.0153 | 30.9229 | 84.4054 | 117.715 | 8.1808 | 1.4808 | 19.0153 | 30.9229 | 84.4054 | 117.715 | 8.1808 | 1.4808 | 19.0153
U | d288t | 28.4883 | 70.099 | 103.332 | 7.8178 | 1.4808 | 19.0153 | 30.9229 | 84.4054 | 117.715 | 8.1808 | 1.4808 | 19.0153 | 30.9229 | 84.4054 | 117.715 | 8.1808 | 1.4808 | 19.0153
U | d288u | 27.1469 | 63.1943 | 94.8408 | 7.8111 | 1.4808 | 19.0153 | 30.9229 | 84.4054 | 117.715 | 8.1808 | 1.4808 | 19.0153 | 30.9229 | 84.4054 | 117.715 | 8.1808 | 1.4808 | 19.0153
U | d288v | 26.8465 | 57.9554 | 89.6803 | 7.8076 | 1.4808 | 19.0153 | 30.9229 | 84.4054 | 117.715 | 8.1808 | 1.4808 | 19.0153 | 30.9229 | 84.4054 | 117.715 | 8.1808 | 1.4808 | 19.0153
U | d288x | 25.8085 | 49.3988 | 79.8087 | 7.8041 | 1.4808 | 19.0153 | 30.9229 | 84.4054 | 117.715 | 8.1808 | 1.4808 | 19.0153 | 30.9229 | 84.4054 | 117.715 | 8.1808 | 1.4808 | 19.0153
U | d288y | 25.6009 | 46.3698 | 76.7385 | 7.8026 | 1.4808 | 19.0153 | 30.9229 | 84.4054 | 117.715 | 8.1808 | 1.4808 | 19.0153 | 30.9229 | 84.4054 | 117.715 | 8.1808 | 1.4808 | 19.0153
U | d289a | 26.3116 | 45.7308 | 76.812 | 7.8043 | 1.4808 | 19.0153 | 30.9229 | 84.4054 | 117.715 | 8.1808 | 1.4808 | 19.0153 | 30.9229 | 84.4054 | 117.715 | 8.1808 | 1.4808 | 19.0153
U | d289b | 26.6982 | 44.6923 | 76.0476 | 7.8048 | 1.4808 | 19.0153 | 30.9229 | 84.4054 | 117.715 | 8.1808 | 1.4808 | 19.0153 | 30.9229 | 84.4054 | 117.715 | 8.1808 | 1.4808 | 19.0153
U | d289c | 27.4078 | 46.5979 | 78.9973 | 7.8055 | 1.4808 | 19.0153 | 30.9229 | 84.4054 | 117.715 | 8.1808 | 1.4808 | 19.0153 | 30.9229 | 84.4054 | 117.715 | 8.1808 | 1.4808 | 19.0153
U | d289d | 27.9057 | 47.2345 | 80.7751 | 7.8067 | 1.4808 | 19.0153 | 30.9229 | 84.4054 | 117.715 | 8.1808 | 1.4808 | 19.0153 | 30.9229 | 84.4054 | 117.715 | 8.1808 | 1.4808 | 19.0153
U | d289e | 28.046 | 48.4042 | 81.7857 | 7.808 | 1.4808 | 19.0153 | 30.9229 | 84.4054 | 117.715 | 8.1808 | 1.4808 | 19.0153 | 30.9229 | 84.4054 | 117.715 | 8.1808 | 1.4808 | 19.0153
U | d289f | 28.8251 | 50.2606 | 84.4287 | 7.8137 | 1.4808 | 19.0153 | 30.9229 | 84.4054 | 117.715 | 8.1808 | 1.4808 | 19.0153 | 30.9229 | 84.4054 | 117.715 | 8.1808 | 1.4808 | 19.0153
U | d289g | 30.1436 | 55.5573 | 91.7017 | 7.8233 | 1.4808 | 19.0153 | 30.9229 | 84.4054 | 117.715 | 8.1808 | 1.4808 | 19.0153 | 30.9229 | 84.4054 | 117.715 | 8.1808 | 1.4808 | 19.0153
U | d289h | 30.9229 | 60.9105 | 98.3482 | 7.8333 | 1.4808 | 19.0153 | 30.9229 | 84.4054 | 117.715 | 8.1808 | 1.4808 | 19.0153 | 30.9229 | 84.4054 | 117.715 | 8.1808 | 1.4808 | 19.0153
U | d289i | 30.9229 | 58.262 | 96.0889 | 7.8416 | 1.4808 | 19.0153 | 30.9229 | 84.4054 | 117.715 | 8.1808 | 1.4808 | 19.0153 | 30.9229 | 84.4054 | 117.715 | 8.1808 | 1.4808 | 19.0153
U | d289j | 30.9229 | 58.8868 | 98.6389 | 7.8454 | 1.4808 | 19.0153 | 30.9229 | 84.4054 | 117.715 | 8.1808 | 1.4808 | 19.0153 | 30.9229 | 84.4054 | 117.715 | 8.1808 | 1.4808 | 19.0153
U | d289k | 30.9229 | 60.0876 | 94.9497 | 7.8466 | 1.4808 | 19.0153 | 30.9229 | 84.4054 | 117.715 | 8.1808 | 1.4808 | 19.0153 | 30.9229 | 84.4054 | 117.715 | 8.1808 | 1.4808 | 19.0153
U | d289l | 30.9229 | 60.2991 | 89.414 | 7.8508 | 1.4808 | 19.0153 | 30.9229 | 84.4054 | 117.715 | 8.1808 | 1.4808 | 19.0153 | 30.9229 | 84.4054 | 117.715 | 8.1808 | 1.4808 | 19.0153
U | d289m | 30.9229 | 63.5438 | 96.1537 | 7.8624 | 1.4808 | 19.0153 | 30.9229 | 84.4054 | 117.715 | 8.1808 | 1.4808 | 19.0153 | 30.9229 | 84.4054 | 117.715 | 8.1808 | 1.4808 | 19.0153
U | d289n | 30.9229 | 72.3802 | 110.165 | 7.9202 | 1.4808 | 19.0153 | 30.9229 | 84.4054 | 117.715 | 8.1808 | 1.4808 | 19.0153 | 30.9229 | 84.4054 | 117.715 | 8.1808 | 1.4808 | 19.0153
U | d289o | 30.9229 | 71.9159 | 109.651 | 7.9104 | 1.4808 | 19.0153 | 30.9229 | 84.4054 | 117.715 | 8.1808 | 1.4808 | 19.0153 | 30.9229 | 84.4054 | 117.715 | 8.1808 | 1.4808 | 19.0153
U | d289p | 30.9229 | 72.6416 | 107.48 | 7.9537 | 1.4808 | 19.0153 | 30.9229 | 84.4054 | 117.715 | 8.1808 | 1.4808 | 19.0153 | 30.9229 | 84.4054 | 117.715 | 8.1808 | 1.4808 | 19.0153
U | d289q | 30.9229 | 73.1706 | 110.798 | 7.9273 | 1.4808 | 19.0153 | 30.9229 | 84.4054 | 117.715 | 8.1808 | 1.4808 | 19.0153 | 30.9229 | 84.4054 | 117.715 | 8.1808 | 1.4808 | 19.0153
U | d289r | 30.9229 | 75.4942 | 111.599 | 7.9381 | 1.4808 | 19.0153 | 30.9229 | 84.4054 | 117.715 | 8.1808 | 1.4808 | 19.0153 | 30.9229 | 84.4054 | 117.715 | 8.1808 | 1.4808 | 19.0153
U | d289s | 30.8706 | 69.5472 | 105.723 | 7.8635 | 1.4808 | 19.0153 | 30.9229 | 84.4054 | 117.715 | 8.1808 | 1.4808 | 19.0153 | 30.9229 | 84.4054 | 117.715 | 8.1808 | 1.4808 | 19.0153
U | d289t | 30.7882 | 68.5872 | 105.321 | 7.8628 | 1.4808 | 19.0153 | 30.9229 | 84.4054 | 117.715 | 8.1808 | 1.4808 | 19.0153 | 30.9229 | 84.4054 | 117.715 | 8.1808 | 1.4808 | 19.0153
U | d289u | 30.1832 | 60.6623 | 94.8846 | 7.8382 | 1.4808 | 19.0153 | 30.9229 | 84.4054 | 117.715 | 8.1808 | 1.4808 | 19.0153 | 30.9229 | 84.4054 | 117.715 | 8.1808 | 1.4808 | 19.0153
U | d289v | 29.7054 | 55.8127 | 88.8974 | 7.8282 | 1.4808 | 19.0153 | 30.9229 | 84.4054 | 117.715 | 8.1808 | 1.4808 | 19.0153 | 30.9229 | 84.4054 | 117.715 | 8.1808 | 1.4808 | 19.0153
U | d289x | 29.2795 | 51.3957 | 83.3135 | 7.8242 | 1.4808 | 19.0153 | 30.9229 | 84.4054 | 117.715 | 8.1808 | 1.4808 | 19.0153 | 30.9229 | 84.4054 | 117.715 | 8.1808 | 1.4808 | 19.0153
U | d289y | 28.9387 | 50.2512 | 80.9477 | 7.8208 | 1.4808 | 19.0153 | 30.9229 | 84.4054 | 117.715 | 8.1808 | 1.4808 | 19.0153 | 30.9229 | 84.4054 | 117.715 | 8.1808 | 1.4808 | 19.0153
U | d290a | 28.7892 | 49.5078 | 80.7088 | 7.8176 | 1.4808 | 19.0153 | 30.9229 | 84.4054 | 117.715 | 8.1808 | 1.4808 | 19.0153 | 30.9229 | 84.4054 | 117.715 | 8.1808 | 1.4808 | 19.0153
U | d290b | 28.5949 | 48.7303 | 80.3418 | 7.8162 | 1.4808 | 19.0153 | 30.9229 | 84.4054 | 117.715 | 8.1808 | 1.4808 | 19.0153 | 30.9229 | 84.4054 | 117.715 | 8.1808 | 1.4808 | 19.0153
U | d290c | 28.5802 | 49.763 | 83.1016 | 7.8166 | 1.4808 | 19.0153 | 30.9229 | 84.4054 | 117.715 | 8.1808 | 1.4808 | 19.0153 | 30.9229 | 84.4054 | 117.715 | 8.1808 | 1.4808 | 19.0153
U | d290d | 28.8023 | 51.8459 | 87.398 | 7.8201 | 1.4808 | 19.0153 | 30.9229 | 84.4054 | 117.715 | 8.1808 | 1.4808 | 19.0153 | 30.9229 | 84.4054 | 117.715 | 8.1808 | 1.4808 | 19.0153
U | d290e | 29.3692 | 55.7882 | 89.5569 | 7.8249 | 1.4808 | 19.0153 | 30.9229 | 84.4054 | 117.715 | 8.1808 | 1.4808 | 19.0153 | 30.9229 | 84.4054 | 117.715 | 8.1808 | 1.4808 | 19.0153
U | d290f | 30.0331 | 59.478 | 94.6105 | 7.8345 | 1.4808 | 19.0153 | 30.9229 | 84.4054 | 117.715 | 8.1808 | 1.4808 | 19.0153 | 30.9229 | 84.4054 | 117.715 | 8.1808 | 1.4808 | 19.0153
U | d290g | 30.7954 | 62.7542 | 99.5368 | 7.8502 | 1.4808 | 19.0153 | 30.9229 | 84.4054 | 117.715 | 8.1808 | 1.4808 | 19.0153 | 30.9229 | 84.4054 | 117.715 | 8.1808 | 1.4808 | 19.0153
U | d290h | 30.9229 | 66.8127 | 104.501 | 7.9306 | 1.4808 | 19.0153 | 30.9229 | 84.4054 | 117.715 | 8.1808 | 1.4808 | 19.0153 | 30.9229 | 84.4054 | 117.715 | 8.1808 | 1.4808 | 19.0153
U | d290i | 30.9229 | 66.5466 | 102.395 | 7.9781 | 1.4808 | 19.0153 | 30.9229 | 84.4054 | 117.715 | 8.1808 | 1.4808 | 19.0153 | 30.9229 | 84.4054 | 117.715 | 8.1808 | 1.4808 | 19.0153
U | d290j | 30.9229 | 65.1269 | 102.268 | 7.9417 | 1.4808 | 19.0153 | 30.9229 | 84.4054 | 117.715 | 8.1808 | 1.4808 | 19.0153 | 30.9229 | 84.4054 | 117.715 | 8.1808 | 1.4808 | 19.0153
U | d290k | 30.9229 | 67.469 | 102.499 | 7.929 | 1.4808 | 19.0153 | 30.9229 | 84.4054 | 117.715 | 8.1808 | 1.4808 | 19.0153 | 30.9229 | 84.4054 | 117.715 | 8.1808 | 1.4808 | 19.0153
U | d290l | 30.9229 | 71.3203 | 105.575 | 7.9782 | 1.4808 | 19.0153 | 30.9229 | 84.4054 | 117.715 | 8.1808 | 1.4808 | 19.0153 | 30.9229 | 84.4054 | 117.715 | 8.1808 | 1.4808 | 19.0153
U | d290m | 30.9229 | 71.5644 | 106.853 | 7.9551 | 1.4808 | 19.0153 | 30.9229 | 84.4054 | 117.715 | 8.1808 | 1.4808 | 19.0153 | 30.9229 | 84.4054 | 117.715 | 8.1808 | 1.4808 | 19.0153
U | d290n | 30.9229 | 70.306 | 108.656 | 7.94 | 1.4808 | 19.0153 | 30.9229 | 84.4054 | 117.715 | 8.1808 | 1.4808 | 19.0153 | 30.9229 | 84.4054 | 117.715 | 8.1808 | 1.4808 | 19.0153
U | d290o | 30.9229 | 68.935 | 108.817 | 7.9107 | 1.4808 | 19.0153 | 30.9229 | 84.4054 | 117.715 | 8.1808 | 1.4808 | 19.0153 | 30.9229 | 84.4054 | 117.715 | 8.1808 | 1.4808 | 19.0153
U | d290p | 30.9229 | 72.1746 | 111.763 | 7.9271 | 1.4808 | 19.0153 | 30.9229 | 84.4054 | 117.715 | 8.1808 | 1.4808 | 19.0153 | 30.9229 | 84.4054 | 117.715 | 8.1808 | 1.4808 | 19.0153
U | d290q | 30.9229 | 73.3911 | 112.388 | 7.9162 | 1.4808 | 19.0153 | 30.9229 | 84.4054 | 117.715 | 8.1808 | 1.4808 | 19.0153 | 30.9229 | 84.4054 | 117.715 | 8.1808 | 1.4808 | 19.0153
U | d290r | 30.9229 | 73.2409 | 112.629 | 7.8881 | 1.4808 | 19.0153 | 30.9229 | 84.4054 | 117.715 | 8.1808 | 1.4808 | 19.0153 | 30.9229 | 84.4054 | 117.715 | 8.1808 | 1.4808 | 19.0153
U | d290s | 30.9229 | 70.3512 | 112.315 | 7.848 | 1.4808 | 19.0153 | 30.9229 | 84.4054 | 117.715 | 8.1808 | 1.4808 | 19.0153 | 30.9229 | 84.4054 | 117.715 | 8.1808 | 1.4808 | 19.0153
U | d290t | 30.7741 | 68.765 | 111.375 | 7.8425 | 1.4808 | 19.0153 | 30.9229 | 84.4054 | 117.715 | 8.1808 | 1.4808 | 19.0153 | 30.9229 | 84.4054 | 117.715 | 8.1808 | 1.4808 | 19.0153
U | d290u | 29.2247 | 59.525 | 103.291 | 7.8247 | 1.4808 | 19.0153 | 30.9229 | 84.4054 | 117.715 | 8.1808 | 1.4808 | 19.0153 | 30.9229 | 84.4054 | 117.715 | 8.1808 | 1.4808 | 19.0153
U | d290v | 28.0657 | 56.3896 | 101.098 | 7.8193 | 1.4808 | 19.0153 | 30.9229 | 84.4054 | 117.715 | 8.1808 | 1.4808 | 19.0153 | 30.9229 | 84.4054 | 117.715 | 8.1808 | 1.4808 | 19.0153
U | d290x | 26.2387 | 51.9358 | 94.5598 | 7.8137 | 1.4808 | 19.0153 | 30.9229 | 84.4054 | 117.715 | 8.1808 | 1.4808 | 19.0153 | 30.9229 | 84.4054 | 117.715 | 8.1808 | 1.4808 | 19.0153
U | d290y | 26.2981 | 51.759 | 94.9525 | 7.8113 | 1.4808 | 19.0153 | 30.9229 | 84.4054 | 117.715 | 8.1808 | 1.4808 | 19.0153 | 30.9229 | 84.4054 | 117.715 | 8.1808 | 1.4808 | 19.0153
U | d291a | 25.788 | 49.2906 | 92.322 | 7.8102 | 1.4808 | 19.0153 | 30.9229 | 84.4054 | 117.715 | 8.1808 | 1.4808 | 19.0153 | 30.9229 | 84.4054 | 117.715 | 8.1808 | 1.4808 | 19.0153
U | d291b | 25.911 | 49.2588 | 93.5928 | 7.8109 | 1.4808 | 19.0153 | 30.9229 | 84.4054 | 117.715 | 8.1808 | 1.4808 | 19.0153 | 30.9229 | 84.4054 | 117.715 | 8.1808 | 1.4808 | 19.0153
U | d291c | 25.9239 | 50.7261 | 96.1419 | 7.8108 | 1.4808 | 19.0153 | 30.9229 | 84.4054 | 117.715 | 8.1808 | 1.4808 | 19.0153 | 30.9229 | 84.4054 | 117.715 | 8.1808 | 1.4808 | 19.0153
U | d291d | 26.0163 | 53.9373 | 100.562 | 7.8132 | 1.4808 | 19.0153 | 30.9229 | 84.4054 | 117.715 | 8.1808 | 1.4808 | 19.0153 | 30.9229 | 84.4054 | 117.715 | 8.1808 | 1.4808 | 19.0153
U | d291e | 26.8694 | 58.6872 | 102.598 | 7.8165 | 1.4808 | 19.0153 | 30.9229 | 84.4054 | 117.715 | 8.1808 | 1.4808 | 19.0153 | 30.9229 | 84.4054 | 117.715 | 8.1808 | 1.4808 | 19.0153
U | d291f | 28.3456 | 62.8341 | 106.912 | 7.8233 | 1.4808 | 19.0153 | 30.9229 | 84.4054 | 117.715 | 8.1808 | 1.4808 | 19.0153 | 30.9229 | 84.4054 | 117.715 | 8.1808 | 1.4808 | 19.0153
U | d291g | 29.8806 | 65.198 | 110.036 | 7.8343 | 1.4808 | 19.0153 | 30.9229 | 84.4054 | 117.715 | 8.1808 | 1.4808 | 19.0153 | 30.9229 | 84.4054 | 117.715 | 8.1808 | 1.4808 | 19.0153
U | d291h | 30.7441 | 69.803 | 113.026 | 7.8585 | 1.4808 | 19.0153 | 30.9229 | 84.4054 | 117.715 | 8.1808 | 1.4808 | 19.0153 | 30.9229 | 84.4054 | 117.715 | 8.1808 | 1.4808 | 19.0153
U | d291i | 30.9229 | 72.6424 | 113.915 | 7.8809 | 1.4808 | 19.0153 | 30.9229 | 84.4054 | 117.715 | 8.1808 | 1.4808 | 19.0153 | 30.9229 | 84.4054 | 117.715 | 8.1808 | 1.4808 | 19.0153
U | d291j | 30.9229 | 73.7939 | 113.726 | 7.8879 | 1.4808 | 19.0153 | 30.9229 | 84.4054 | 117.715 | 8.1808 | 1.4808 | 19.0153 | 30.9229 | 84.4054 | 117.715 | 8.1808 | 1.4808 | 19.0153
U | d291k | 30.9229 | 73.4403 | 112.592 | 7.8891 | 1.4808 | 19.0153 | 30.9229 | 84.4054 | 117.715 | 8.1808 | 1.4808 | 19.0153 | 30.9229 | 84.4054 | 117.715 | 8.1808 | 1.4808 | 19.0153
U | d291l | 30.9229 | 77.3978 | 114.463 | 7.9881 | 1.4808 | 19.0153 | 30.9229 | 84.4054 | 117.715 | 8.1808 | 1.4808 | 19.0153 | 30.9229 | 84.4054 | 117.715 | 8.1808 | 1.4808 | 19.0153
U | d291m | 30.9229 | 76.8543 | 114.031 | 7.9405 | 1.4808 | 19.0153 | 30.9229 | 84.4054 | 117.715 | 8.1808 | 1.4808 | 19.0153 | 30.9229 | 84.4054 | 117.715 | 8.1808 | 1.4808 | 19.0153
U | d291n | 30.9229 | 75.8202 | 113.439 | 7.9304 | 1.4808 | 19.0153 | 30.9229 | 84.4054 | 117.715 | 8.1808 | 1.4808 | 19.0153 | 30.9229 | 84.4054 | 117.715 | 8.1808 | 1.4808 | 19.0153
U | d291o | 30.9229 | 78.2321 | 114.533 | 7.9787 | 1.4808 | 19.0153 | 30.9229 | 84.4054 | 117.715 | 8.1808 | 1.4808 | 19.0153 | 30.9229 | 84.4054 | 117.715 | 8.1808 | 1.4808 | 19.0153
U | d291p | 30.9229 | 79.3162 | 114.716 | 7.9784 | 1.4808 | 19.0153 | 30.9229 | 84.4054 | 117.715 | 8.1808 | 1.4808 | 19.0153 | 30.9229 | 84.4054 | 117.715 | 8.1808 | 1.4808 | 19.0153
U | d291q | 30.9229 | 80.9323 | 115.427 | 7.9434 | 1.4808 | 19.0153 | 30.9229 | 84.4054 | 117.715 | 8.1808 | 1.4808 | 19.0153 | 30.9229 | 84.4054 | 117.715 | 8.1808 | 1.4808 | 19.0153
U | d291r | 30.9229 | 80.9861 | 115.095 | 7.883 | 1.4808 | 19.0153 | 30.9229 | 84.4054 | 117.715 | 8.1808 | 1.4808 | 19.0153 | 30.9229 | 84.4054 | 117.715 | 8.1808 | 1.4808 | 19.0153
U | d291s | 30.9229 | 79.6703 | 114.896 | 7.8457 | 1.4808 | 19.0153 | 30.9229 | 84.4054 | 117.715 | 8.1808 | 1.4808 | 19.0153 | 30.9229 | 84.4054 | 117.715 | 8.1808 | 1.4808 | 19.0153
U | d291t | 30.4681 | 75.0224 | 111.919 | 7.8278 | 1.4808 | 19.0153 | 30.9229 | 84.4054 | 117.715 | 8.1808 | 1.4808 | 19.0153 | 30.9229 | 84.4054 | 117.715 | 8.1808 | 1.4808 | 19.0153
U | d291u | 30.3669 | 71.8779 | 108.623 | 7.821 | 1.4808 | 19.0153 | 30.9229 | 84.4054 | 117.715 | 8.1808 | 1.4808 | 19.0153 | 30.9229 | 84.4054 | 117.715 | 8.1808 | 1.4808 | 19.0153
U | d291v | 29.5986 | 67.2563 | 102.705 | 7.8118 | 1.4808 | 19.0153 | 30.9229 | 84.4054 | 117.715 | 8.1808 | 1.4808 | 19.0153 | 30.9229 | 84.4054 | 117.715 | 8.1808 | 1.4808 | 19.0153
U | d291x | 28.4344 | 61.2772 | 94.4849 | 7.8086 | 1.4808 | 19.0153 | 30.9229 | 84.4054 | 117.715 | 8.1808 | 1.4808 | 19.0153 | 30.9229 | 84.4054 | 117.715 | 8.1808 | 1.4808 | 19.0153
U | d291y | 27.9504 | 60.3302 | 91.5044 | 7.8046 | 1.4808 | 19.0153 | 30.9229 | 84.4054 | 117.715 | 8.1808 | 1.4808 | 19.0153 | 30.9229 | 84.4054 | 117.715 | 8.1808 | 1.4808 | 19.0153
U | d292a | 27.6629 | 60.8699 | 91.437 | 7.804 | 1.4808 | 19.0153 | 30.9229 | 84.4054 | 117.715 | 8.1808 | 1.4808 | 19.0153 | 30.9229 | 84.4054 | 117.715 | 8.1808 | 1.4808 | 19.0153
U | d292b | 27.0348 | 60.9764 | 92.1663 | 7.8034 | 1.4808 | 19.0153 | 30.9229 | 84.4054 | 117.715 | 8.1808 | 1.4808 | 19.0153 | 30.9229 | 84.4054 | 117.715 | 8.1808 | 1.4808 | 19.0153
U | d292c | 26.6097 | 62.0842 | 94.8246 | 7.8035 | 1.4808 | 19.0153 | 30.9229 | 84.4054 | 117.715 | 8.1808 | 1.4808 | 19.0153 | 30.9229 | 84.4054 | 117.715 | 8.1808 | 1.4808 | 19.0153
U | d292d | 26.3843 | 63.6201 | 98.2532 | 7.8055 | 1.4808 | 19.0153 | 30.9229 | 84.4054 | 117.715 | 8.1808 | 1.4808 | 19.0153 | 30.9229 | 84.4054 | 117.715 | 8.1808 | 1.4808 | 19.0153
U | d292e | 26.8841 | 65.9193 | 100.397 | 7.8083 | 1.4808 | 19.0153 | 30.9229 | 84.4054 | 117.715 | 8.1808 | 1.4808 | 19.0153 | 30.9229 | 84.4054 | 117.715 | 8.1808 | 1.4808 | 19.0153
U | d292f | 27.3391 | 67.4573 | 104.036 | 7.8128 | 1.4808 | 19.0153 | 30.9229 | 84.4054 | 117.715 | 8.1808 | 1.4808 | 19.0153 | 30.9229 | 84.4054 | 117.715 | 8.1808 | 1.4808 | 19.0153
U | d292g | 29.4392 | 71.6351 | 109.497 | 7.8205 | 1.4808 | 19.0153 | 30.9229 | 84.4054 | 117.715 | 8.1808 | 1.4808 | 19.0153 | 30.9229 | 84.4054 | 117.715 | 8.1808 | 1.4808 | 19.0153
U | d292h | 30.3462 | 75.2578 | 112.258 | 7.8319 | 1.4808 | 19.0153 | 30.9229 | 84.4054 | 117.715 | 8.1808 | 1.4808 | 19.0153 | 30.9229 | 84.4054 | 117.715 | 8.1808 | 1.4808 | 19.0153
U | d292i | 30.3195 | 72.999 | 110.199 | 7.8354 | 1.4808 | 19.0153 | 30.9229 | 84.4054 | 117.715 | 8.1808 | 1.4808 | 19.0153 | 30.9229 | 84.4054 | 117.715 | 8.1808 | 1.4808 | 19.0153
U | d292j | 29.8667 | 68.1777 | 103.719 | 7.8314 | 1.4808 | 19.0153 | 30.9229 | 84.4054 | 117.715 | 8.1808 | 1.4808 | 19.0153 | 30.9229 | 84.4054 | 117.715 | 8.1808 | 1.4808 | 19.0153
U | d292k | 28.7513 | 62.132 | 93.5507 | 7.8219 | 1.4808 | 19.0153 | 30.9229 | 84.4054 | 117.715 | 8.1808 | 1.4808 | 19.0153 | 30.9229 | 84.4054 | 117.715 | 8.1808 | 1.4808 | 19.0153
U | d292l | 28.211 | 61.6309 | 93.4355 | 7.8222 | 1.4808 | 19.0153 | 30.9229 | 84.4054 | 117.715 | 8.1808 | 1.4808 | 19.0153 | 30.9229 | 84.4054 | 117.715 | 8.1808 | 1.4808 | 19.0153
U | d292m | 27.8001 | 62.7274 | 94.6943 | 7.8239 | 1.4808 | 19.0153 | 30.9229 | 84.4054 | 117.715 | 8.1808 | 1.4808 | 19.0153 | 30.9229 | 84.4054 | 117.715 | 8.1808 | 1.4808 | 19.0153
U | d292n | 27.9717 | 65.373 | 98.942 | 7.825 | 1.4808 | 19.0153 | 30.9229 | 84.4054 | 117.715 | 8.1808 | 1.4808 | 19.0153 | 30.9229 | 84.4054 | 117.715 | 8.1808 | 1.4808 | 19.0153
U | d292o | 27.2595 | 65.4227 | 98.2869 | 7.8231 | 1.4808 | 19.0153 | 30.9229 | 84.4054 | 117.715 | 8.1808 | 1.4808 | 19.0153 | 30.9229 | 84.4054 | 117.715 | 8.1808 | 1.4808 | 19.0153
U | d292p | 28.6813 | 73.6333 | 109.288 | 7.8274 | 1.4808 | 19.0153 | 30.9229 | 84.4054 | 117.715 | 8.1808 | 1.4808 | 19.0153 | 30.9229 | 84.4054 | 117.715 | 8.1808 | 1.4808 | 19.0153
U | d292q | 28.9813 | 76.6108 | 112.307 | 7.8266 | 1.4808 | 19.0153 | 30.9229 | 84.4054 | 117.715 | 8.1808 | 1.4808 | 19.0153 | 30.9229 | 84.4054 | 117.715 | 8.1808 | 1.4808 | 19.0153
U | d292r | 28.9142 | 79.6667 | 115.208 | 7.8246 | 1.4808 | 19.0153 | 30.9229 | 84.4054 | 117.715 | 8.1808 | 1.4808 | 19.0153 | 30.9229 | 84.4054 | 117.715 | 8.1808 | 1.4808 | 19.0153
U | d292s | 28.0497 | 78.977 | 114.743 | 7.8209 | 1.4808 | 19.0153 | 30.9229 | 84.4054 | 117.715 | 8.1808 | 1.4808 | 19.0153 | 30.9229 | 84.4054 | 117.715 | 8.1808 | 1.4808 | 19.0153
U | d292t | 26.1602 | 74.1811 | 111.116 | 7.8151 | 1.4808 | 19.0153 | 30.9229 | 84.4054 | 117.715 | 8.1808 | 1.4808 | 19.0153 | 30.9229 | 84.4054 | 117.715 | 8.1808 | 1.4808 | 19.0153
U | d292u | 25.5417 | 70.2182 | 107.764 | 7.8115 | 1.4808 | 19.0153 | 30.9229 | 84.4054 | 117.715 | 8.1808 | 1.4808 | 19.0153 | 30.9229 | 84.4054 | 117.715 | 8.1808 | 1.4808 | 19.0153
U | d292v | 23.9482 | 63.2906 | 100.143 | 7.8062 | 1.4808 | 19.0153 | 30.9229 | 84.4054 | 117.715 | 8.1808 | 1.4808 | 19.0153 | 30.9229 | 84.4054 | 117.715 | 8.1808 | 1.4808 | 19.0153
U | d292x | 23.195 | 57.4908 | 91.2595 | 7.8019 | 1.4808 | 19.0153 | 30.9229 | 84.4054 | 117.715 | 8.1808 | 1.4808 | 19.0153 | 30.9229 | 84.4054 | 117.715 | 8.1808 | 1.4808 | 19.0153
U | d292y | 23.0814 | 56.1749 | 88.7989 | 7.7998 | 1.4808 | 19.0153 | 30.9229 | 84.4054 | 117.715 | 8.1808 | 1.4808 | 19.0153 | 30.9229 | 84.4054 | 117.715 | 8.1808 | 1.4808 | 19.0153
U | d293a | 23.2555 | 55.7241 | 88.5086 | 7.7994 | 1.4808 | 19.0153 | 30.9229 | 84.4054 | 117.715 | 8.1808 | 1.4808 | 19.0153 | 30.9229 | 84.4054 | 117.715 | 8.1808 | 1.4808 | 19.0153
U | d293b | 23.5868 | 57.1112 | 90.6111 | 7.7997 | 1.4808 | 19.0153 | 30.9229 | 84.4054 | 117.715 | 8.1808 | 1.4808 | 19.0153 | 30.9229 | 84.4054 | 117.715 | 8.1808 | 1.4808 | 19.0153
U | d293c | 23.86 | 59.7356 | 93.3137 | 7.8 | 1.4808 | 19.0153 | 30.9229 | 84.4054 | 117.715 | 8.1808 | 1.4808 | 19.0153 | 30.9229 | 84.4054 | 117.715 | 8.1808 | 1.4808 | 19.0153
U | d293d | 24.0677 | 62.8714 | 98.0981 | 7.8022 | 1.4808 | 19.0153 | 30.9229 | 84.4054 | 117.715 | 8.1808 | 1.4808 | 19.0153 | 30.9229 | 84.4054 | 117.715 | 8.1808 | 1.4808 | 19.0153
U | d293e | 25.2247 | 67.919 | 99.2983 | 7.8046 | 1.4808 | 19.0153 | 30.9229 | 84.4054 | 117.715 | 8.1808 | 1.4808 | 19.0153 | 30.9229 | 84.4054 | 117.715 | 8.1808 | 1.4808 | 19.0153
U | d293f | 26.3575 | 70.8871 | 103.642 | 7.8091 | 1.4808 | 19.0153 | 30.9229 | 84.4054 | 117.715 | 8.1808 | 1.4808 | 19.0153 | 30.9229 | 84.4054 | 117.715 | 8.1808 | 1.4808 | 19.0153
U | d293g | 29.582 | 77.4525 | 111.315 | 7.8158 | 1.4808 | 19.0153 | 30.9229 | 84.4054 | 117.715 | 8.1808 | 1.4808 | 19.0153 | 30.9229 | 84.4054 | 117.715 | 8.1808 | 1.4808 | 19.0153
U | d293h | 30.9229 | 80.8752 | 114.133 | 7.8249 | 1.4808 | 19.0153 | 30.9229 | 84.4054 | 117.715 | 8.1808 | 1.4808 | 19.0153 | 30.9229 | 84.4054 | 117.715 | 8.1808 | 1.4808 | 19.0153
U | d293i | 30.9136 | 79.7212 | 112.116 | 7.8267 | 1.4808 | 19.0153 | 30.9229 | 84.4054 | 117.715 | 8.1808 | 1.4808 | 19.0153 | 30.9229 | 84.4054 | 117.715 | 8.1808 | 1.4808 | 19.0153
U | d293j | 30.7376 | 77.6659 | 108.609 | 7.8228 | 1.4808 | 19.0153 | 30.9229 | 84.4054 | 117.715 | 8.1808 | 1.4808 | 19.0153 | 30.9229 | 84.4054 | 117.715 | 8.1808 | 1.4808 | 19.0153
U | d293k | 30.599 | 74.0707 | 102.959 | 7.8223 | 1.4808 | 19.0153 | 30.9229 | 84.4054 | 117.715 | 8.1808 | 1.4808 | 19.0153 | 30.9229 | 84.4054 | 117.715 | 8.1808 | 1.4808 | 19.0153
U | d293l | 30.1415 | 69.7115 | 95.2894 | 7.8203 | 1.4808 | 19.0153 | 30.9229 | 84.4054 | 117.715 | 8.1808 | 1.4808 | 19.0153 | 30.9229 | 84.4054 | 117.715 | 8.1808 | 1.4808 | 19.0153
U | d293m | 30.1883 | 69.9176 | 96.0236 | 7.8228 | 1.4808 | 19.0153 | 30.9229 | 84.4054 | 117.715 | 8.1808 | 1.4808 | 19.0153 | 30.9229 | 84.4054 | 117.715 | 8.1808 | 1.4808 | 19.0153
U | d293n | 30.1917 | 73.8708 | 108.502 | 7.8256 | 1.4808 | 19.0153 | 30.9229 | 84.4054 | 117.715 | 8.1808 | 1.4808 | 19.0153 | 30.9229 | 84.4054 | 117.715 | 8.1808 | 1.4808 | 19.0153
U | d293o | 29.9427 | 74.0906 | 107.551 | 7.8263 | 1.4808 | 19.0153 | 30.9229 | 84.4054 | 117.715 | 8.1808 | 1.4808 | 19.0153 | 30.9229 | 84.4054 | 117.715 | 8.1808 | 1.4808 | 19.0153
U | d293p | 30.0654 | 76.6829 | 111.882 | 7.8297 | 1.4808 | 19.0153 | 30.9229 | 84.4054 | 117.715 | 8.1808 | 1.4808 | 19.0153 | 30.9229 | 84.4054 | 117.715 | 8.1808 | 1.4808 | 19.0153
U | d293q | 30.2675 | 78.7784 | 113.13 | 7.83 | 1.4808 | 19.0153 | 30.9229 | 84.4054 | 117.715 | 8.1808 | 1.4808 | 19.0153 | 30.9229 | 84.4054 | 117.715 | 8.1808 | 1.4808 | 19.0153
U | d293r | 30.2039 | 79.0685 | 114.5 | 7.8274 | 1.4808 | 19.0153 | 30.9229 | 84.4054 | 117.715 | 8.1808 | 1.4808 | 19.0153 | 30.9229 | 84.4054 | 117.715 | 8.1808 | 1.4808 | 19.0153
U | d293s | 29.3626 | 76.6557 | 113.381 | 7.8222 | 1.4808 | 19.0153 | 30.9229 | 84.4054 | 117.715 | 8.1808 | 1.4808 | 19.0153 | 30.9229 | 84.4054 | 117.715 | 8.1808 | 1.4808 | 19.0153
U | d293t | 27.3249 | 72.3036 | 109.245 | 7.8169 | 1.4808 | 19.0153 | 30.9229 | 84.4054 | 117.715 | 8.1808 | 1.4808 | 19.0153 | 30.9229 | 84.4054 | 117.715 | 8.1808 | 1.4808 | 19.0153
U | d293u | 24.9043 | 65.3768 | 100.515 | 7.8118 | 1.4808 | 19.0153 | 30.9229 | 84.4054 | 117.715 | 8.1808 | 1.4808 | 19.0153 | 30.9229 | 84.4054 | 117.715 | 8.1808 | 1.4808 | 19.0153
U | d293v | 23.1712 | 60.2401 | 93.0004 | 7.8074 | 1.4808 | 19.0153 | 30.9229 | 84.4054 | 117.715 | 8.1808 | 1.4808 | 19.0153 | 30.9229 | 84.4054 | 117.715 | 8.1808 | 1.4808 | 19.0153
U | d293x | 21.7536 | 57.1181 | 88.722 | 7.8051 | 1.4808 | 19.0153 | 30.9229 | 84.4054 | 117.715 | 8.1808 | 1.4808 | 19.0153 | 30.9229 | 84.4054 | 117.715 | 8.1808 | 1.4808 | 19.0153
U | d293y | 21.3732 | 56.0763 | 86.2713 | 7.8038 | 1.4808 | 19.0153 | 30.9229 | 84.4054 | 117.715 | 8.1808 | 1.4808 | 19.0153 | 30.9229 | 84.4054 | 117.715 | 8.1808 | 1.4808 | 19.0153
U | d294a | 21.3721 | 55.31 | 84.7843 | 7.8036 | 1.4808 | 19.0153 | 30.9229 | 84.4054 | 117.715 | 8.1808 | 1.4808 | 19.0153 | 30.9229 | 84.4054 | 117.715 | 8.1808 | 1.4808 | 19.0153
U | d294b | 22.1583 | 58.0785 | 87.5239 | 7.8052 | 1.4808 | 19.0153 | 30.9229 | 84.4054 | 117.715 | 8.1808 | 1.4808 | 19.0153 | 30.9229 | 84.4054 | 117.715 | 8.1808 | 1.4808 | 19.0153
U | d294c | 22.8183 | 59.8044 | 89.9834 | 7.8069 | 1.4808 | 19.0153 | 30.9229 | 84.4054 | 117.715 | 8.1808 | 1.4808 | 19.0153 | 30.9229 | 84.4054 | 117.715 | 8.1808 | 1.4808 | 19.0153
U | d294d | 23.3658 | 62.246 | 93.979 | 7.8099 | 1.4808 | 19.0153 | 30.9229 | 84.4054 | 117.715 | 8.1808 | 1.4808 | 19.0153 | 30.9229 | 84.4054 | 117.715 | 8.1808 | 1.4808 | 19.0153
U | d294e | 24.7397 | 65.7532 | 95.5072 | 7.8129 | 1.4808 | 19.0153 | 30.9229 | 84.4054 | 117.715 | 8.1808 | 1.4808 | 19.0153 | 30.9229 | 84.4054 | 117.715 | 8.1808 | 1.4808 | 19.0153
U | d294f | 25.9164 | 67.6704 | 98.305 | 7.8171 | 1.4808 | 19.0153 | 30.9229 | 84.4054 | 117.715 | 8.1808 | 1.4808 | 19.0153 | 30.9229 | 84.4054 | 117.715 | 8.1808 | 1.4808 | 19.0153
U | d294g | 27.6931 | 70.9526 | 102.539 | 7.8206 | 1.4808 | 19.0153 | 30.9229 | 84.4054 | 117.715 | 8.1808 | 1.4808 | 19.0153 | 30.9229 | 84.4054 | 117.715 | 8.1808 | 1.4808 | 19.0153
U | d294h | 30.1028 | 76.0208 | 108.153 | 7.8319 | 1.4808 | 19.0153 | 30.9229 | 84.4054 | 117.715 | 8.1808 | 1.4808 | 19.0153 | 30.9229 | 84.4054 | 117.715 | 8.1808 | 1.4808 | 19.0153
U | d294i | 30.216 | 73.8216 | 104.871 | 7.8324 | 1.4808 | 19.0153 | 30.9229 | 84.4054 | 117.715 | 8.1808 | 1.4808 | 19.0153 | 30.9229 | 84.4054 | 117.715 | 8.1808 | 1.4808 | 19.0153
U | d294j | 30.0606 | 68.706 | 97.0815 | 7.8293 | 1.4808 | 19.0153 | 30.9229 | 84.4054 | 117.715 | 8.1808 | 1.4808 | 19.0153 | 30.9229 | 84.4054 | 117.715 | 8.1808 | 1.4808 | 19.0153
U | d294k | 29.7076 | 62.0716 | 86.8244 | 7.8246 | 1.4808 | 19.0153 | 30.9229 | 84.4054 | 117.715 | 8.1808 | 1.4808 | 19.0153 | 30.9229 | 84.4054 | 117.715 | 8.1808 | 1.4808 | 19.0153
U | d294l | 30.046 | 62.0482 | 88.2503 | 7.8249 | 1.4808 | 19.0153 | 30.9229 | 84.4054 | 117.715 | 8.1808 | 1.4808 | 19.0153 | 30.9229 | 84.4054 | 117.715 | 8.1808 | 1.4808 | 19.0153
U | d294m | 29.873 | 61.6218 | 90.7296 | 7.8212 | 1.4808 | 19.0153 | 30.9229 | 84.4054 | 117.715 | 8.1808 | 1.4808 | 19.0153 | 30.9229 | 84.4054 | 117.715 | 8.1808 | 1.4808 | 19.0153
U | d294n | 29.9316 | 62.7643 | 94.0799 | 7.8187 | 1.4808 | 19.0153 | 30.9229 | 84.4054 | 117.715 | 8.1808 | 1.4808 | 19.0153 | 30.9229 | 84.4054 | 117.715 | 8.1808 | 1.4808 | 19.0153
U | d294o | 29.6747 | 62.5616 | 95.5569 | 7.8164 | 1.4808 | 19.0153 | 30.9229 | 84.4054 | 117.715 | 8.1808 | 1.4808 | 19.0153 | 30.9229 | 84.4054 | 117.715 | 8.1808 | 1.4808 | 19.0153
U | d294p | 30.4049 | 69.0557 | 106.423 | 7.8205 | 1.4808 | 19.0153 | 30.9229 | 84.4054 | 117.715 | 8.1808 | 1.4808 | 19.0153 | 30.9229 | 84.4054 | 117.715 | 8.1808 | 1.4808 | 19.0153
U | d294q | 30.3244 | 70.3452 | 109.603 | 7.8191 | 1.4808 | 19.0153 | 30.9229 | 84.4054 | 117.715 | 8.1808 | 1.4808 | 19.0153 | 30.9229 | 84.4054 | 117.715 | 8.1808 | 1.4808 | 19.0153
U | d294r | 30.5333 | 74.4166 | 114.749 | 7.8211 | 1.4808 | 19.0153 | 30.9229 | 84.4054 | 117.715 | 8.1808 | 1.4808 | 19.0153 | 30.9229 | 84.4054 | 117.715 | 8.1808 | 1.4808 | 19.0153
U | d294s | 28.5088 | 65.1894 | 110.864 | 7.8132 | 1.4808 | 19.0153 | 30.9229 | 84.4054 | 117.715 | 8.1808 | 1.4808 | 19.0153 | 30.9229 | 84.4054 | 117.715 | 8.1808 | 1.4808 | 19.0153
U | d294t | 25.7051 | 57.3935 | 105.39 | 7.811 | 1.4808 | 19.0153 | 30.9229 | 84.4054 | 117.715 | 8.1808 | 1.4808 | 19.0153 | 30.9229 | 84.4054 | 117.715 | 8.1808 | 1.4808 | 19.0153
U | d294u | 23.7208 | 50.9506 | 97.3871 | 7.8082 | 1.4808 | 19.0153 | 30.9229 | 84.4054 | 117.715 | 8.1808 | 1.4808 | 19.0153 | 30.9229 | 84.4054 | 117.715 | 8.1808 | 1.4808 | 19.0153
U | d294v | 22.0161 | 44.8054 | 90.3731 | 7.8051 | 1.4808 | 19.0153 | 30.9229 | 84.4054 | 117.715 | 8.1808 | 1.4808 | 19.0153 | 30.9229 | 84.4054 | 117.715 | 8.1808 | 1.4808 | 19.0153
U | d294x | 20.249 | 39.7267 | 83.5487 | 7.8027 | 1.4808 | 19.0153 | 30.9229 | 84.4054 | 117.715 | 8.1808 | 1.4808 | 19.0153 | 30.9229 | 84.4054 | 117.715 | 8.1808 | 1.4808 | 19.0153
U | d294y | 18.8267 | 36.9403 | 79.4153 | 7.8019 | 1.4808 | 19.0153 | 30.9229 | 84.4054 | 117.715 | 8.1808 | 1.4808 | 19.0153 | 30.9229 | 84.4054 | 117.715 | 8.1808 | 1.4808 | 19.0153
U | d295a | 17.9274 | 36.37 | 79.1983 | 7.8032 | 1.4808 | 19.0153 | 30.9229 | 84.4054 | 117.715 | 8.1808 | 1.4808 | 19.0153 | 30.9229 | 84.4054 | 117.715 | 8.1808 | 1.4808 | 19.0153
U | d295b | 17.0939 | 35.7577 | 78.6748 | 7.8036 | 1.4808 | 19.0153 | 30.9229 | 84.4054 | 117.715 | 8.1808 | 1.4808 | 19.0153 | 30.9229 | 84.4054 | 117.715 | 8.1808 | 1.4808 | 19.0153
U | d295c | 16.9754 | 38.4063 | 82.0461 | 7.8044 | 1.4808 | 19.0153 | 30.9229 | 84.4054 | 117.715 | 8.1808 | 1.4808 | 19.0153 | 30.9229 | 84.4054 | 117.715 | 8.1808 | 1.4808 | 19.0153
U | d295d | 16.6365 | 39.7078 | 84.2712 | 7.804 | 1.4808 | 19.0153 | 30.9229 | 84.4054 | 117.715 | 8.1808 | 1.4808 | 19.0153 | 30.9229 | 84.4054 | 117.715 | 8.1808 | 1.4808 | 19.0153
U | d295e | 16.4273 | 41.1525 | 84.778 | 7.8037 | 1.4808 | 19.0153 | 30.9229 | 84.4054 | 117.715 | 8.1808 | 1.4808 | 19.0153 | 30.9229 | 84.4054 | 117.715 | 8.1808 | 1.4808 | 19.0153
U | d295f | 17.0804 | 42.9066 | 85.246 | 7.8051 | 1.4808 | 19.0153 | 30.9229 | 84.4054 | 117.715 | 8.1808 | 1.4808 | 19.0153 | 30.9229 | 84.4054 | 117.715 | 8.1808 | 1.4808 | 19.0153
U | d295g | 19.3327 | 47.5187 | 90.8314 | 7.8073 | 1.4808 | 19.0153 | 30.9229 | 84.4054 | 117.715 | 8.1808 | 1.4808 | 19.0153 | 30.9229 | 84.4054 | 117.715 | 8.1808 | 1.4808 | 19.0153
U | d295h | 21.4532 | 54.7424 | 101.119 | 7.8105 | 1.4808 | 19.0153 | 30.9229 | 84.4054 | 117.715 | 8.1808 | 1.4808 | 19.0153 | 30.9229 | 84.4054 | 117.715 | 8.1808 | 1.4808 | 19.0153
U | d295i | 21.4369 | 51.1648 | 96.0672 | 7.8099 | 1.4808 | 19.0153 | 30.9229 | 84.4054 | 117.715 | 8.1808 | 1.4808 | 19.0153 | 30.9229 | 84.4054 | 117.715 | 8.1808 | 1.4808 | 19.0153
U | d295j | 21.4903 | 47.1642 | 90.8292 | 7.8074 | 1.4808 | 19.0153 | 30.9229 | 84.4054 | 117.715 | 8.1808 | 1.4808 | 19.0153 | 30.9229 | 84.4054 | 117.715 | 8.1808 | 1.4808 | 19.0153
U | d295k | 21.8726 | 48.8105 | 93.3034 | 7.8079 | 1.4808 | 19.0153 | 30.9229 | 84.4054 | 117.715 | 8.1808 | 1.4808 | 19.0153 | 30.9229 | 84.4054 | 117.715 | 8.1808 | 1.4808 | 19.0153
U | d295l | 23.0836 | 47.5105 | 92.6506 | 7.8087 | 1.4808 | 19.0153 | 30.9229 | 84.4054 | 117.715 | 8.1808 | 1.4808 | 19.0153 | 30.9229 | 84.4054 | 117.715 | 8.1808 | 1.4808 | 19.0153
U | d295m | 24.2988 | 47.1282 | 90.0251 | 7.8108 | 1.4808 | 19.0153 | 30.9229 | 84.4054 | 117.715 | 8.1808 | 1.4808 | 19.0153 | 30.9229 | 84.4054 | 117.715 | 8.1808 | 1.4808 | 19.0153
U | d295n | 26.0124 | 50.4955 | 95.9601 | 7.8137 | 1.4808 | 19.0153 | 30.9229 | 84.4054 | 117.715 | 8.1808 | 1.4808 | 19.0153 | 30.9229 | 84.4054 | 117.715 | 8.1808 | 1.4808 | 19.0153
U | d295o | 25.6379 | 51.1257 | 94.6411 | 7.8129 | 1.4808 | 19.0153 | 30.9229 | 84.4054 | 117.715 | 8.1808 | 1.4808 | 19.0153 | 30.9229 | 84.4054 | 117.715 | 8.1808 | 1.4808 | 19.0153
U | d295p | 27.034 | 57.9518 | 102.635 | 7.8164 | 1.4808 | 19.0153 | 30.9229 | 84.4054 | 117.715 | 8.1808 | 1.4808 | 19.0153 | 30.9229 | 84.4054 | 117.715 | 8.1808 | 1.4808 | 19.0153
U | d295q | 28.221 | 64.2442 | 108.381 | 7.8177 | 1.4808 | 19.0153 | 30.9229 | 84.4054 | 117.715 | 8.1808 | 1.4808 | 19.0153 | 30.9229 | 84.4054 | 117.715 | 8.1808 | 1.4808 | 19.0153
U | d295r | 28.2164 | 65.9727 | 108.618 | 7.816 | 1.4808 | 19.0153 | 30.9229 | 84.4054 | 117.715 | 8.1808 | 1.4808 | 19.0153 | 30.9229 | 84.4054 | 117.715 | 8.1808 | 1.4808 | 19.0153
U | d295s | 27.4626 | 65.2193 | 107.565 | 7.8128 | 1.4808 | 19.0153 | 30.9229 | 84.4054 | 117.715 | 8.1808 | 1.4808 | 19.0153 | 30.9229 | 84.4054 | 117.715 | 8.1808 | 1.4808 | 19.0153
U | d295t | 28.116 | 67.571 | 109.861 | 7.8137 | 1.4808 | 19.0153 | 30.9229 | 84.4054 | 117.715 | 8.1808 | 1.4808 | 19.0153 | 30.9229 | 84.4054 | 117.715 | 8.1808 | 1.4808 | 19.0153
U | d295u | 26.3468 | 60.9086 | 101.11 | 7.8072 | 1.4808 | 19.0153 | 30.9229 | 84.4054 | 117.715 | 8.1808 | 1.4808 | 19.0153 | 30.9229 | 84.4054 | 117.715 | 8.1808 | 1.4808 | 19.0153
U | d295v | 25.6458 | 58.494 | 97.5209 | 7.8045 | 1.4808 | 19.0153 | 30.9229 | 84.4054 | 117.715 | 8.1808 | 1.4808 | 19.0153 | 30.9229 | 84.4054 | 117.715 | 8.1808 | 1.4808 | 19.0153
U | d295x | 25.5356 | 56.2842 | 92.6483 | 7.8025 | 1.4808 | 19.0153 | 30.9229 | 84.4054 | 117.715 | 8.1808 | 1.4808 | 19.0153 | 30.9229 | 84.4054 | 117.715 | 8.1808 | 1.4808 | 19.0153
U | d295y | 25.075 | 55.5742 | 88.7438 | 7.8006 | 1.4808 | 19.0153 | 30.9229 | 84.4054 | 117.715 | 8.1808 | 1.4808 | 19.0153 | 30.9229 | 84.4054 | 117.715 | 8.1808 | 1.4808 | 19.0153
U | d296a | 25.1673 | 56.8731 | 89.1878 | 7.8016 | 1.4808 | 19.0153 | 30.9229 | 84.4054 | 117.715 | 8.1808 | 1.4808 | 19.0153 | 30.9229 | 84.4054 | 117.715 | 8.1808 | 1.4808 | 19.0153
U | d296b | 25.294 | 58.216 | 90.4459 | 7.8021 | 1.4808 | 19.0153 | 30.9229 | 84.4054 | 117.715 | 8.1808 | 1.4808 | 19.0153 | 30.9229 | 84.4054 | 117.715 | 8.1808 | 1.4808 | 19.0153
U | d296c | 25.6108 | 61.9066 | 94.6335 | 7.8033 | 1.4808 | 19.0153 | 30.9229 | 84.4054 | 117.715 | 8.1808 | 1.4808 | 19.0153 | 30.9229 | 84.4054 | 117.715 | 8.1808 | 1.4808 | 19.0153
U | d296d | 25.5704 | 64.37 | 97.5933 | 7.8046 | 1.4808 | 19.0153 | 30.9229 | 84.4054 | 117.715 | 8.1808 | 1.4808 | 19.0153 | 30.9229 | 84.4054 | 117.715 | 8.1808 | 1.4808 | 19.0153
U | d296e | 25.968 | 65.3555 | 98.0618 | 7.8067 | 1.4808 | 19.0153 | 30.9229 | 84.4054 | 117.715 | 8.1808 | 1.4808 | 19.0153 | 30.9229 | 84.4054 | 117.715 | 8.1808 | 1.4808 | 19.0153
U | d296f | 26.8361 | 67.768 | 100.79 | 7.8118 | 1.4808 | 19.0153 | 30.9229 | 84.4054 | 117.715 | 8.1808 | 1.4808 | 19.0153 | 30.9229 | 84.4054 | 117.715 | 8.1808 | 1.4808 | 19.0153
U | d296g | 29.347 | 73.0413 | 106.214 | 7.8199 | 1.4808 | 19.0153 | 30.9229 | 84.4054 | 117.715 | 8.1808 | 1.4808 | 19.0153 | 30.9229 | 84.4054 | 117.715 | 8.1808 | 1.4808 | 19.0153
U | d296h | 30.6582 | 77.0259 | 109.868 | 7.8334 | 1.4808 | 19.0153 | 30.9229 | 84.4054 | 117.715 | 8.1808 | 1.4808 | 19.0153 | 30.9229 | 84.4054 | 117.715 | 8.1808 | 1.4808 | 19.0153
U | d296i | 30.8801 | 75.5547 | 107.004 | 7.8424 | 1.4808 | 19.0153 | 30.9229 | 84.4054 | 117.715 | 8.1808 | 1.4808 | 19.0153 | 30.9229 | 84.4054 | 117.715 | 8.1808 | 1.4808 | 19.0153
U | d296j | 30.9229 | 73.94 | 102.883 | 7.8517 | 1.4808 | 19.0153 | 30.9229 | 84.4054 | 117.715 | 8.1808 | 1.4808 | 19.0153 | 30.9229 | 84.4054 | 117.715 | 8.1808 | 1.4808 | 19.0153
U | d296k | 30.7288 | 67.984 | 90.8183 | 7.8398 | 1.4808 | 19.0153 | 30.9229 | 84.4054 | 117.715 | 8.1808 | 1.4808 | 19.0153 | 30.9229 | 84.4054 | 117.715 | 8.1808 | 1.4808 | 19.0153
U | d296l | 30.8316 | 67.1392 | 90.1074 | 7.8389 | 1.4808 | 19.0153 | 30.9229 | 84.4054 | 117.715 | 8.1808 | 1.4808 | 19.0153 | 30.9229 | 84.4054 | 117.715 | 8.1808 | 1.4808 | 19.0153
U | d296m | 30.7276 | 65.7039 | 88.8081 | 7.8361 | 1.4808 | 19.0153 | 30.9229 | 84.4054 | 117.715 | 8.1808 | 1.4808 | 19.0153 | 30.9229 | 84.4054 | 117.715 | 8.1808 | 1.4808 | 19.0153
U | d296n | 30.6312 | 64.497 | 87.1212 | 7.8309 | 1.4808 | 19.0153 | 30.9229 | 84.4054 | 117.715 | 8.1808 | 1.4808 | 19.0153 | 30.9229 | 84.4054 | 117.715 | 8.1808 | 1.4808 | 19.0153
U | d296o | 30.9229 | 69.3924 | 97.87 | 7.8352 | 1.4808 | 19.0153 | 30.9229 | 84.4054 | 117.715 | 8.1808 | 1.4808 | 19.0153 | 30.9229 | 84.4054 | 117.715 | 8.1808 | 1.4808 | 19.0153
U | d296p | 30.9229 | 73.1337 | 105.772 | 7.8463 | 1.4808 | 19.0153 | 30.9229 | 84.4054 | 117.715 | 8.1808 | 1.4808 | 19.0153 | 30.9229 | 84.4054 | 117.715 | 8.1808 | 1.4808 | 19.0153
U | d296q | 30.9229 | 71.2827 | 105.694 | 7.8361 | 1.4808 | 19.0153 | 30.9229 | 84.4054 | 117.715 | 8.1808 | 1.4808 | 19.0153 | 30.9229 | 84.4054 | 117.715 | 8.1808 | 1.4808 | 19.0153
U | d296r | 30.9229 | 75.8668 | 111.75 | 7.8401 | 1.4808 | 19.0153 | 30.9229 | 84.4054 | 117.715 | 8.1808 | 1.4808 | 19.0153 | 30.9229 | 84.4054 | 117.715 | 8.1808 | 1.4808 | 19.0153
U | d296s | 30.9229 | 73.4035 | 111.378 | 7.8351 | 1.4808 | 19.0153 | 30.9229 | 84.4054 | 117.715 | 8.1808 | 1.4808 | 19.0153 | 30.9229 | 84.4054 | 117.715 | 8.1808 | 1.4808 | 19.0153
U | d296t | 30.1417 | 65.0879 | 104.052 | 7.8265 | 1.4808 | 19.0153 | 30.9229 | 84.4054 | 117.715 | 8.1808 | 1.4808 | 19.0153 | 30.9229 | 84.4054 | 117.715 | 8.1808 | 1.4808 | 19.0153
U | d296u | 29.5703 | 61.761 | 100.811 | 7.8222 | 1.4808 | 19.0153 | 30.9229 | 84.4054 | 117.715 | 8.1808 | 1.4808 | 19.0153 | 30.9229 | 84.4054 | 117.715 | 8.1808 | 1.4808 | 19.0153
U | d296v | 28.0822 | 54.8006 | 90.8282 | 7.816 | 1.4808 | 19.0153 | 30.9229 | 84.4054 | 117.715 | 8.1808 | 1.4808 | 19.0153 | 30.9229 | 84.4054 | 117.715 | 8.1808 | 1.4808 | 19.0153
U | d296x | 26.7673 | 51.3284 | 84.9004 | 7.8144 | 1.4808 | 19.0153 | 30.9229 | 84.4054 | 117.715 | 8.1808 | 1.4808 | 19.0153 | 30.9229 | 84.4054 | 117.715 | 8.1808 | 1.4808 | 19.0153
U | d296y | 26.2232 | 49.4402 | 80.4683 | 7.8103 | 1.4808 | 19.0153 | 30.9229 | 84.4054 | 117.715 | 8.1808 | 1.4808 | 19.0153 | 30.9229 | 84.4054 | 117.715 | 8.1808 | 1.4808 | 19.0153
U | d297a | 26.3124 | 49.9319 | 80.3395 | 7.808 | 1.4808 | 19.0153 | 30.9229 | 84.4054 | 117.715 | 8.1808 | 1.4808 | 19.0153 | 30.9229 | 84.4054 | 117.715 | 8.1808 | 1.4808 | 19.0153
U | d297b | 26.2629 | 50.963 | 80.9904 | 7.8065 | 1.4808 | 19.0153 | 30.9229 | 84.4054 | 117.715 | 8.1808 | 1.4808 | 19.0153 | 30.9229 | 84.4054 | 117.715 | 8.1808 | 1.4808 | 19.0153
U | d297c | 26.2525 | 52.2942 | 83.2128 | 7.8055 | 1.4808 | 19.0153 | 30.9229 | 84.4054 | 117.715 | 8.1808 | 1.4808 | 19.0153 | 30.9229 | 84.4054 | 117.715 | 8.1808 | 1.4808 | 19.0153
U | d297d | 26.5752 | 54.7393 | 87.5041 | 7.8068 | 1.4808 | 19.0153 | 30.9229 | 84.4054 | 117.715 | 8.1808 | 1.4808 | 19.0153 | 30.9229 | 84.4054 | 117.715 | 8.1808 | 1.4808 | 19.0153
U | d297e | 27.3558 | 58.1108 | 89.1361 | 7.8085 | 1.4808 | 19.0153 | 30.9229 | 84.4054 | 117.715 | 8.1808 | 1.4808 | 19.0153 | 30.9229 | 84.4054 | 117.715 | 8.1808 | 1.4808 | 19.0153
U | d297f | 28.4643 | 61.6587 | 95.0192 | 7.8126 | 1.4808 | 19.0153 | 30.9229 | 84.4054 | 117.715 | 8.1808 | 1.4808 | 19.0153 | 30.9229 | 84.4054 | 117.715 | 8.1808 | 1.4808 | 19.0153
U | d297g | 29.9895 | 67.2431 | 102.033 | 7.819 | 1.4808 | 19.0153 | 30.9229 | 84.4054 | 117.715 | 8.1808 | 1.4808 | 19.0153 | 30.9229 | 84.4054 | 117.715 | 8.1808 | 1.4808 | 19.0153
U | d297h | 30.9229 | 69.616 | 104.059 | 7.827 | 1.4808 | 19.0153 | 30.9229 | 84.4054 | 117.715 | 8.1808 | 1.4808 | 19.0153 | 30.9229 | 84.4054 | 117.715 | 8.1808 | 1.4808 | 19.0153
U | d297i | 30.9167 | 66.2444 | 98.4182 | 7.8281 | 1.4808 | 19.0153 | 30.9229 | 84.4054 | 117.715 | 8.1808 | 1.4808 | 19.0153 | 30.9229 | 84.4054 | 117.715 | 8.1808 | 1.4808 | 19.0153
U | d297j | 30.8436 | 63.4016 | 93.6118 | 7.826 | 1.4808 | 19.0153 | 30.9229 | 84.4054 | 117.715 | 8.1808 | 1.4808 | 19.0153 | 30.9229 | 84.4054 | 117.715 | 8.1808 | 1.4808 | 19.0153
U | d297k | 30.8667 | 60.7537 | 89.5586 | 7.8271 | 1.4808 | 19.0153 | 30.9229 | 84.4054 | 117.715 | 8.1808 | 1.4808 | 19.0153 | 30.9229 | 84.4054 | 117.715 | 8.1808 | 1.4808 | 19.0153
U | d297l | 30.7381 | 60.1781 | 89.312 | 7.8265 | 1.4808 | 19.0153 | 30.9229 | 84.4054 | 117.715 | 8.1808 | 1.4808 | 19.0153 | 30.9229 | 84.4054 | 117.715 | 8.1808 | 1.4808 | 19.0153
U | d297m | 30.6586 | 60.2783 | 90.8717 | 7.8271 | 1.4808 | 19.0153 | 30.9229 | 84.4054 | 117.715 | 8.1808 | 1.4808 | 19.0153 | 30.9229 | 84.4054 | 117.715 | 8.1808 | 1.4808 | 19.0153
U | d297n | 30.6097 | 61.2336 | 93.3589 | 7.8275 | 1.4808 | 19.0153 | 30.9229 | 84.4054 | 117.715 | 8.1808 | 1.4808 | 19.0153 | 30.9229 | 84.4054 | 117.715 | 8.1808 | 1.4808 | 19.0153
U | d297o | 30.5745 | 61.7735 | 96.5944 | 7.8272 | 1.4808 | 19.0153 | 30.9229 | 84.4054 | 117.715 | 8.1808 | 1.4808 | 19.0153 | 30.9229 | 84.4054 | 117.715 | 8.1808 | 1.4808 | 19.0153
U | d297p | 30.6527 | 65.5247 | 102.761 | 7.8263 | 1.4808 | 19.0153 | 30.9229 | 84.4054 | 117.715 | 8.1808 | 1.4808 | 19.0153 | 30.9229 | 84.4054 | 117.715 | 8.1808 | 1.4808 | 19.0153
U | d297q | 30.9229 | 69.9212 | 109.374 | 7.8273 | 1.4808 | 19.0153 | 30.9229 | 84.4054 | 117.715 | 8.1808 | 1.4808 | 19.0153 | 30.9229 | 84.4054 | 117.715 | 8.1808 | 1.4808 | 19.0153
U | d297r | 30.6677 | 70.8262 | 110.616 | 7.8237 | 1.4808 | 19.0153 | 30.9229 | 84.4054 | 117.715 | 8.1808 | 1.4808 | 19.0153 | 30.9229 | 84.4054 | 117.715 | 8.1808 | 1.4808 | 19.0153
U | d297s | 29.7857 | 68.0419 | 109.14 | 7.821 | 1.4808 | 19.0153 | 30.9229 | 84.4054 | 117.715 | 8.1808 | 1.4808 | 19.0153 | 30.9229 | 84.4054 | 117.715 | 8.1808 | 1.4808 | 19.0153
U | d297t | 28.374 | 64.7751 | 106.295 | 7.818 | 1.4808 | 19.0153 | 30.9229 | 84.4054 | 117.715 | 8.1808 | 1.4808 | 19.0153 | 30.9229 | 84.4054 | 117.715 | 8.1808 | 1.4808 | 19.0153
U | d297u | 26.0721 | 59.025 | 99.3976 | 7.8122 | 1.4808 | 19.0153 | 30.9229 | 84.4054 | 117.715 | 8.1808 | 1.4808 | 19.0153 | 30.9229 | 84.4054 | 117.715 | 8.1808 | 1.4808 | 19.0153
U | d297v | 23.6777 | 55.6621 | 93.4352 | 7.8081 | 1.4808 | 19.0153 | 30.9229 | 84.4054 | 117.715 | 8.1808 | 1.4808 | 19.0153 | 30.9229 | 84.4054 | 117.715 | 8.1808 | 1.4808 | 19.0153
U | d297x | 22.1008 | 52.2378 | 87.6092 | 7.8056 | 1.4808 | 19.0153 | 30.9229 | 84.4054 | 117.715 | 8.1808 | 1.4808 | 19.0153 | 30.9229 | 84.4054 | 117.715 | 8.1808 | 1.4808 | 19.0153
U | d297y | 20.838 | 49.4501 | 82.7371 | 7.8039 | 1.4808 | 19.0153 | 30.9229 | 84.4054 | 117.715 | 8.1808 | 1.4808 | 19.0153 | 30.9229 | 84.4054 | 117.715 | 8.1808 | 1.4808 | 19.0153
U | d298a | 20.3936 | 49.0446 | 83.0552 | 7.8037 | 1.4808 | 19.0153 | 30.9229 | 84.4054 | 117.715 | 8.1808 | 1.4808 | 19.0153 | 30.9229 | 84.4054 | 117.715 | 8.1808 | 1.4808 | 19.0153
U | d298b | 20.3991 | 50.6085 | 87.2552 | 7.8038 | 1.4808 | 19.0153 | 30.9229 | 84.4054 | 117.715 | 8.1808 | 1.4808 | 19.0153 | 30.9229 | 84.4054 | 117.715 | 8.1808 | 1.4808 | 19.0153
U | d298c | 20.2303 | 51.4277 | 88.1702 | 7.8048 | 1.4808 | 19.0153 | 30.9229 | 84.4054 | 117.715 | 8.1808 | 1.4808 | 19.0153 | 30.9229 | 84.4054 | 117.715 | 8.1808 | 1.4808 | 19.0153
U | d298d | 20.0845 | 54.4806 | 92.3975 | 7.8061 | 1.4808 | 19.0153 | 30.9229 | 84.4054 | 117.715 | 8.1808 | 1.4808 | 19.0153 | 30.9229 | 84.4054 | 117.715 | 8.1808 | 1.4808 | 19.0153
U | d298e | 20.4047 | 57.7761 | 95.6238 | 7.8098 | 1.4808 | 19.0153 | 30.9229 | 84.4054 | 117.715 | 8.1808 | 1.4808 | 19.0153 | 30.9229 | 84.4054 | 117.715 | 8.1808 | 1.4808 | 19.0153
U | d298f | 20.976 | 59.3399 | 100.541 | 7.8139 | 1.4808 | 19.0153 | 30.9229 | 84.4054 | 117.715 | 8.1808 | 1.4808 | 19.0153 | 30.9229 | 84.4054 | 117.715 | 8.1808 | 1.4808 | 19.0153
U | d298g | 21.6891 | 62.3285 | 106.051 | 7.8214 | 1.4808 | 19.0153 | 30.9229 | 84.4054 | 117.715 | 8.1808 | 1.4808 | 19.0153 | 30.9229 | 84.4054 | 117.715 | 8.1808 | 1.4808 | 19.0153
U | d298h | 23.5899 | 66.0496 | 111.361 | 7.8378 | 1.4808 | 19.0153 | 30.9229 | 84.4054 | 117.715 | 8.1808 | 1.4808 | 19.0153 | 30.9229 | 84.4054 | 117.715 | 8.1808 | 1.4808 | 19.0153
U | d298i | 24.8172 | 66.4708 | 112.253 | 7.8484 | 1.4808 | 19.0153 | 30.9229 | 84.4054 | 117.715 | 8.1808 | 1.4808 | 19.0153 | 30.9229 | 84.4054 | 117.715 | 8.1808 | 1.4808 | 19.0153
U | d298j | 23.9474 | 61.9948 | 107.441 | 7.8418 | 1.4808 | 19.0153 | 30.9229 | 84.4054 | 117.715 | 8.1808 | 1.4808 | 19.0153 | 30.9229 | 84.4054 | 117.715 | 8.1808 | 1.4808 | 19.0153
U | d298k | 24.9944 | 64.3627 | 110.85 | 7.852 | 1.4808 | 19.0153 | 30.9229 | 84.4054 | 117.715 | 8.1808 | 1.4808 | 19.0153 | 30.9229 | 84.4054 | 117.715 | 8.1808 | 1.4808 | 19.0153
U | d298l | 25.5692 | 64.2673 | 111.588 | 7.8579 | 1.4808 | 19.0153 | 30.9229 | 84.4054 | 117.715 | 8.1808 | 1.4808 | 19.0153 | 30.9229 | 84.4054 | 117.715 | 8.1808 | 1.4808 | 19.0153
U | d298m | 25.2459 | 62.5709 | 111.579 | 7.8552 | 1.4808 | 19.0153 | 30.9229 | 84.4054 | 117.715 | 8.1808 | 1.4808 | 19.0153 | 30.9229 | 84.4054 | 117.715 | 8.1808 | 1.4808 | 19.0153
U | d298n | 26.6098 | 63.0769 | 112.328 | 7.8617 | 1.4808 | 19.0153 | 30.9229 | 84.4054 | 117.715 | 8.1808 | 1.4808 | 19.0153 | 30.9229 | 84.4054 | 117.715 | 8.1808 | 1.4808 | 19.0153
U | d298o | 26.5549 | 58.8207 | 108.088 | 7.8579 | 1.4808 | 19.0153 | 30.9229 | 84.4054 | 117.715 | 8.1808 | 1.4808 | 19.0153 | 30.9229 | 84.4054 | 117.715 | 8.1808 | 1.4808 | 19.0153
U | d298p | 28.0365 | 61.7895 | 111.141 | 7.8622 | 1.4808 | 19.0153 | 30.9229 | 84.4054 | 117.715 | 8.1808 | 1.4808 | 19.0153 | 30.9229 | 84.4054 | 117.715 | 8.1808 | 1.4808 | 19.0153
U | d298q | 28.626 | 62.6445 | 111.423 | 7.8504 | 1.4808 | 19.0153 | 30.9229 | 84.4054 | 117.715 | 8.1808 | 1.4808 | 19.0153 | 30.9229 | 84.4054 | 117.715 | 8.1808 | 1.4808 | 19.0153
U | d298r | 29.5835 | 65.4428 | 112.847 | 7.8442 | 1.4808 | 19.0153 | 30.9229 | 84.4054 | 117.715 | 8.1808 | 1.4808 | 19.0153 | 30.9229 | 84.4054 | 117.715 | 8.1808 | 1.4808 | 19.0153
U | d298s | 29.0422 | 63.1441 | 110.657 | 7.8336 | 1.4808 | 19.0153 | 30.9229 | 84.4054 | 117.715 | 8.1808 | 1.4808 | 19.0153 | 30.9229 | 84.4054 | 117.715 | 8.1808 | 1.4808 | 19.0153
U | d298t | 28.4416 | 62.8163 | 108.771 | 7.8297 | 1.4808 | 19.0153 | 30.9229 | 84.4054 | 117.715 | 8.1808 | 1.4808 | 19.0153 | 30.9229 | 84.4054 | 117.715 | 8.1808 | 1.4808 | 19.0153
U | d298u | 26.7634 | 56.6767 | 99.7237 | 7.8197 | 1.4808 | 19.0153 | 30.9229 | 84.4054 | 117.715 | 8.1808 | 1.4808 | 19.0153 | 30.9229 | 84.4054 | 117.715 | 8.1808 | 1.4808 | 19.0153
U | d298v | 25.9244 | 53.4985 | 94.7836 | 7.8141 | 1.4808 | 19.0153 | 30.9229 | 84.4054 | 117.715 | 8.1808 | 1.4808 | 19.0153 | 30.9229 | 84.4054 | 117.715 | 8.1808 | 1.4808 | 19.0153
U | d298x | 25.7237 | 52.243 | 93.1024 | 7.8096 | 1.4808 | 19.0153 | 30.9229 | 84.4054 | 117.715 | 8.1808 | 1.4808 | 19.0153 | 30.9229 | 84.4054 | 117.715 | 8.1808 | 1.4808 | 19.0153
U | d298y | 24.7078 | 48.7699 | 86.6933 | 7.8051 | 1.4808 | 19.0153 | 30.9229 | 84.4054 | 117.715 | 8.1808 | 1.4808 | 19.0153 | 30.9229 | 84.4054 | 117.715 | 8.1808 | 1.4808 | 19.0153
U | d299a | 24.3486 | 48.2098 | 86.4507 | 7.8038 | 1.4808 | 19.0153 | 30.9229 | 84.4054 | 117.715 | 8.1808 | 1.4808 | 19.0153 | 30.9229 | 84.4054 | 117.715 | 8.1808 | 1.4808 | 19.0153
U | d299b | 23.6901 | 48.3338 | 87.6357 | 7.8038 | 1.4808 | 19.0153 | 30.9229 | 84.4054 | 117.715 | 8.1808 | 1.4808 | 19.0153 | 30.9229 | 84.4054 | 117.715 | 8.1808 | 1.4808 | 19.0153
U | d299c | 23.1302 | 50.5696 | 91.4309 | 7.803 | 1.4808 | 19.0153 | 30.9229 | 84.4054 | 117.715 | 8.1808 | 1.4808 | 19.0153 | 30.9229 | 84.4054 | 117.715 | 8.1808 | 1.4808 | 19.0153
U | d299d | 22.6233 | 51.8795 | 94.7017 | 7.8045 | 1.4808 | 19.0153 | 30.9229 | 84.4054 | 117.715 | 8.1808 | 1.4808 | 19.0153 | 30.9229 | 84.4054 | 117.715 | 8.1808 | 1.4808 | 19.0153
U | d299e | 23.6481 | 54.6849 | 95.4966 | 7.8065 | 1.4808 | 19.0153 | 30.9229 | 84.4054 | 117.715 | 8.1808 | 1.4808 | 19.0153 | 30.9229 | 84.4054 | 117.715 | 8.1808 | 1.4808 | 19.0153
U | d299f | 25.1444 | 58.194 | 99.0447 | 7.8105 | 1.4808 | 19.0153 | 30.9229 | 84.4054 | 117.715 | 8.1808 | 1.4808 | 19.0153 | 30.9229 | 84.4054 | 117.715 | 8.1808 | 1.4808 | 19.0153
U | d299g | 27.9263 | 64.4417 | 105.674 | 7.8158 | 1.4808 | 19.0153 | 30.9229 | 84.4054 | 117.715 | 8.1808 | 1.4808 | 19.0153 | 30.9229 | 84.4054 | 117.715 | 8.1808 | 1.4808 | 19.0153
U | d299h | 30.5569 | 69.2792 | 110.209 | 7.8233 | 1.4808 | 19.0153 | 30.9229 | 84.4054 | 117.715 | 8.1808 | 1.4808 | 19.0153 | 30.9229 | 84.4054 | 117.715 | 8.1808 | 1.4808 | 19.0153
U | d299i | 30.033 | 62.5813 | 104.347 | 7.8248 | 1.4808 | 19.0153 | 30.9229 | 84.4054 | 117.715 | 8.1808 | 1.4808 | 19.0153 | 30.9229 | 84.4054 | 117.715 | 8.1808 | 1.4808 | 19.0153
U | d299j | 29.0626 | 54.9935 | 94.2794 | 7.8251 | 1.4808 | 19.0153 | 30.9229 | 84.4054 | 117.715 | 8.1808 | 1.4808 | 19.0153 | 30.9229 | 84.4054 | 117.715 | 8.1808 | 1.4808 | 19.0153
U | d299k | 27.6578 | 52.0653 | 93.6765 | 7.8259 | 1.4808 | 19.0153 | 30.9229 | 84.4054 | 117.715 | 8.1808 | 1.4808 | 19.0153 | 30.9229 | 84.4054 | 117.715 | 8.1808 | 1.4808 | 19.0153
U | d299l | 26.5534 | 50.6204 | 93.0264 | 7.8275 | 1.4808 | 19.0153 | 30.9229 | 84.4054 | 117.715 | 8.1808 | 1.4808 | 19.0153 | 30.9229 | 84.4054 | 117.715 | 8.1808 | 1.4808 | 19.0153
U | d299m | 26.5479 | 52.6447 | 95.0999 | 7.8291 | 1.4808 | 19.0153 | 30.9229 | 84.4054 | 117.715 | 8.1808 | 1.4808 | 19.0153 | 30.9229 | 84.4054 | 117.715 | 8.1808 | 1.4808 | 19.0153
U | d299n | 26.5937 | 53.2052 | 99.3693 | 7.8288 | 1.4808 | 19.0153 | 30.9229 | 84.4054 | 117.715 | 8.1808 | 1.4808 | 19.0153 | 30.9229 | 84.4054 | 117.715 | 8.1808 | 1.4808 | 19.0153
U | d299o | 27.1255 | 53.7455 | 99.2368 | 7.83 | 1.4808 | 19.0153 | 30.9229 | 84.4054 | 117.715 | 8.1808 | 1.4808 | 19.0153 | 30.9229 | 84.4054 | 117.715 | 8.1808 | 1.4808 | 19.0153
U | d299p | 28.0764 | 57.4567 | 106.36 | 7.8357 | 1.4808 | 19.0153 | 30.9229 | 84.4054 | 117.715 | 8.1808 | 1.4808 | 19.0153 | 30.9229 | 84.4054 | 117.715 | 8.1808 | 1.4808 | 19.0153
U | d299q | 29.3392 | 64.0824 | 112.471 | 7.8381 | 1.4808 | 19.0153 | 30.9229 | 84.4054 | 117.715 | 8.1808 | 1.4808 | 19.0153 | 30.9229 | 84.4054 | 117.715 | 8.1808 | 1.4808 | 19.0153
U | d299r | 29.1249 | 66.9661 | 114.119 | 7.8324 | 1.4808 | 19.0153 | 30.9229 | 84.4054 | 117.715 | 8.1808 | 1.4808 | 19.0153 | 30.9229 | 84.4054 | 117.715 | 8.1808 | 1.4808 | 19.0153
U | d299s | 27.9479 | 64.4277 | 113.052 | 7.8284 | 1.4808 | 19.0153 | 30.9229 | 84.4054 | 117.715 | 8.1808 | 1.4808 | 19.0153 | 30.9229 | 84.4054 | 117.715 | 8.1808 | 1.4808 | 19.0153
U | d299t | 25.5555 | 58.56 | 108.61 | 7.8237 | 1.4808 | 19.0153 | 30.9229 | 84.4054 | 117.715 | 8.1808 | 1.4808 | 19.0153 | 30.9229 | 84.4054 | 117.715 | 8.1808 | 1.4808 | 19.0153
U | d299u | 24.1153 | 54.557 | 105.424 | 7.8164 | 1.4808 | 19.0153 | 30.9229 | 84.4054 | 117.715 | 8.1808 | 1.4808 | 19.0153 | 30.9229 | 84.4054 | 117.715 | 8.1808 | 1.4808 | 19.0153
U | d299v | 21.6203 | 47.3046 | 96.2388 | 7.8111 | 1.4808 | 19.0153 | 30.9229 | 84.4054 | 117.715 | 8.1808 | 1.4808 | 19.0153 | 30.9229 | 84.4054 | 117.715 | 8.1808 | 1.4808 | 19.0153
U | d299x | 20.5209 | 40.6598 | 87.6169 | 7.8066 | 1.4808 | 19.0153 | 30.9229 | 84.4054 | 117.715 | 8.1808 | 1.4808 | 19.0153 | 30.9229 | 84.4054 | 117.715 | 8.1808 | 1.4808 | 19.0153
U | d299y | 19.4051 | 39.1558 | 85.7165 | 7.8052 | 1.4808 | 19.0153 | 30.9229 | 84.4054 | 117.715 | 8.1808 | 1.4808 | 19.0153 | 30.9229 | 84.4054 | 117.715 | 8.1808 | 1.4808 | 19.0153
U | d300a | 18.8897 | 39.0232 | 85.5832 | 7.8042 | 1.4808 | 19.0153 | 30.9229 | 84.4054 | 117.715 | 8.1808 | 1.4808 | 19.0153 | 30.9229 | 84.4054 | 117.715 | 8.1808 | 1.4808 | 19.0153
U | d300b | 18.6406 | 39.9074 | 87.3783 | 7.805 | 1.4808 | 19.0153 | 30.9229 | 84.4054 | 117.715 | 8.1808 | 1.4808 | 19.0153 | 30.9229 | 84.4054 | 117.715 | 8.1808 | 1.4808 | 19.0153
U | d300c | 18.1894 | 40.1937 | 87.5408 | 7.8056 | 1.4808 | 19.0153 | 30.9229 | 84.4054 | 117.715 | 8.1808 | 1.4808 | 19.0153 | 30.9229 | 84.4054 | 117.715 | 8.1808 | 1.4808 | 19.0153
U | d300d | 18.5112 | 42.3623 | 89.2725 | 7.8083 | 1.4808 | 19.0153 | 30.9229 | 84.4054 | 117.715 | 8.1808 | 1.4808 | 19.0153 | 30.9229 | 84.4054 | 117.715 | 8.1808 | 1.4808 | 19.0153
U | d300e | 19.4278 | 46.8929 | 90.5161 | 7.8112 | 1.4808 | 19.0153 | 30.9229 | 84.4054 | 117.715 | 8.1808 | 1.4808 | 19.0153 | 30.9229 | 84.4054 | 117.715 | 8.1808 | 1.4808 | 19.0153
U | d300f | 21.1802 | 51.0951 | 95.8861 | 7.8174 | 1.4808 | 19.0153 | 30.9229 | 84.4054 | 117.715 | 8.1808 | 1.4808 | 19.0153 | 30.9229 | 84.4054 | 117.715 | 8.1808 | 1.4808 | 19.0153
U | d300g | 23.2853 | 56.7772 | 104.648 | 7.8254 | 1.4808 | 19.0153 | 30.9229 | 84.4054 | 117.715 | 8.1808 | 1.4808 | 19.0153 | 30.9229 | 84.4054 | 117.715 | 8.1808 | 1.4808 | 19.0153
U | d300h | 27.0638 | 63.3139 | 112.645 | 7.839 | 1.4808 | 19.0153 | 30.9229 | 84.4054 | 117.715 | 8.1808 | 1.4808 | 19.0153 | 30.9229 | 84.4054 | 117.715 | 8.1808 | 1.4808 | 19.0153
U | d300i | 27.1436 | 61.426 | 111.754 | 7.8368 | 1.4808 | 19.0153 | 30.9229 | 84.4054 | 117.715 | 8.1808 | 1.4808 | 19.0153 | 30.9229 | 84.4054 | 117.715 | 8.1808 | 1.4808 | 19.0153
U | d300j | 26.4397 | 56.1171 | 107.885 | 7.8306 | 1.4808 | 19.0153 | 30.9229 | 84.4054 | 117.715 | 8.1808 | 1.4808 | 19.0153 | 30.9229 | 84.4054 | 117.715 | 8.1808 | 1.4808 | 19.0153
U | d300k | 25.2885 | 52.1634 | 104.477 | 7.8285 | 1.4808 | 19.0153 | 30.9229 | 84.4054 | 117.715 | 8.1808 | 1.4808 | 19.0153 | 30.9229 | 84.4054 | 117.715 | 8.1808 | 1.4808 | 19.0153
U | d300l | 24.3636 | 47.3565 | 95.587 | 7.826 | 1.4808 | 19.0153 | 30.9229 | 84.4054 | 117.715 | 8.1808 | 1.4808 | 19.0153 | 30.9229 | 84.4054 | 117.715 | 8.1808 | 1.4808 | 19.0153
U | d300m | 24.8085 | 48.7697 | 94.3629 | 7.8249 | 1.4808 | 19.0153 | 30.9229 | 84.4054 | 117.715 | 8.1808 | 1.4808 | 19.0153 | 30.9229 | 84.4054 | 117.715 | 8.1808 | 1.4808 | 19.0153
U | d300n | 26.5324 | 54.107 | 98.6194 | 7.8268 | 1.4808 | 19.0153 | 30.9229 | 84.4054 | 117.715 | 8.1808 | 1.4808 | 19.0153 | 30.9229 | 84.4054 | 117.715 | 8.1808 | 1.4808 | 19.0153
U | d300o | 27.1504 | 57.3988 | 100.428 | 7.829 | 1.4808 | 19.0153 | 30.9229 | 84.4054 | 117.715 | 8.1808 | 1.4808 | 19.0153 | 30.9229 | 84.4054 | 117.715 | 8.1808 | 1.4808 | 19.0153
U | d300p | 26.4521 | 59.4603 | 104.019 | 7.8281 | 1.4808 | 19.0153 | 30.9229 | 84.4054 | 117.715 | 8.1808 | 1.4808 | 19.0153 | 30.9229 | 84.4054 | 117.715 | 8.1808 | 1.4808 | 19.0153
U | d300q | 27.6272 | 66.5914 | 112.112 | 7.8293 | 1.4808 | 19.0153 | 30.9229 | 84.4054 | 117.715 | 8.1808 | 1.4808 | 19.0153 | 30.9229 | 84.4054 | 117.715 | 8.1808 | 1.4808 | 19.0153
U | d300r | 28.3793 | 71.6241 | 115.132 | 7.8292 | 1.4808 | 19.0153 | 30.9229 | 84.4054 | 117.715 | 8.1808 | 1.4808 | 19.0153 | 30.9229 | 84.4054 | 117.715 | 8.1808 | 1.4808 | 19.0153
U | d300s | 26.9387 | 70.2784 | 114.066 | 7.8244 | 1.4808 | 19.0153 | 30.9229 | 84.4054 | 117.715 | 8.1808 | 1.4808 | 19.0153 | 30.9229 | 84.4054 | 117.715 | 8.1808 | 1.4808 | 19.0153
U | d300t | 24.9005 | 63.8881 | 109.828 | 7.8186 | 1.4808 | 19.0153 | 30.9229 | 84.4054 | 117.715 | 8.1808 | 1.4808 | 19.0153 | 30.9229 | 84.4054 | 117.715 | 8.1808 | 1.4808 | 19.0153
U | d300u | 24.0632 | 58.1708 | 104.941 | 7.8136 | 1.4808 | 18.9978 | 30.9229 | 84.4054 | 117.715 | 8.1808 | 1.4808 | 19.0153 | 30.9229 | 84.4054 | 117.715 | 8.1808 | 1.4808 | 19.0153
U | d300v | 23.3348 | 53.0605 | 99.9814 | 7.8111 | 1.4808 | 18.9523 | 30.9229 | 84.4054 | 117.715 | 8.1808 | 1.4808 | 19.0153 | 30.9229 | 84.4054 | 117.715 | 8.1808 | 1.4808 | 19.0153
U | d300x | 22.3857 | 46.8889 | 92.3207 | 7.8069 | 1.4808 | 18.941 | 30.9229 | 84.4054 | 117.715 | 8.1808 | 1.4808 | 19.0153 | 30.9229 | 84.4054 | 117.715 | 8.1808 | 1.4808 | 19.0153
U | d300y | 22.4869 | 44.9288 | 89.5619 | 7.806 | 1.4808 | 18.937 | 30.9229 | 84.4054 | 117.715 | 8.1808 | 1.4808 | 19.0153 | 30.9229 | 84.4054 | 117.715 | 8.1808 | 1.4808 | 19.0153
U | d301a | 22.3402 | 43.1822 | 87.6655 | 7.8051 | 1.4808 | 18.9344 | 30.9229 | 84.4054 | 117.715 | 8.1808 | 1.4808 | 19.0153 | 30.9229 | 84.4054 | 117.715 | 8.1808 | 1.4808 | 19.0153
U | d301b | 22.5012 | 44.852 | 90.305 | 7.8058 | 1.4808 | 18.9333 | 30.9229 | 84.4054 | 117.715 | 8.1808 | 1.4808 | 19.0153 | 30.9229 | 84.4054 | 117.715 | 8.1808 | 1.4808 | 19.0153
U | d301c | 22.6969 | 46.8458 | 93.3304 | 7.8074 | 1.4808 | 18.9325 | 30.9229 | 84.4054 | 117.715 | 8.1808 | 1.4808 | 19.0153 | 30.9229 | 84.4054 | 117.715 | 8.1808 | 1.4808 | 19.0153
U | d301d | 22.9064 | 49.188 | 97.3133 | 7.8105 | 1.4808 | 18.9329 | 30.9229 | 84.4054 | 117.715 | 8.1808 | 1.4808 | 19.0153 | 30.9229 | 84.4054 | 117.715 | 8.1808 | 1.4808 | 19.0153
U | d301e | 23.5874 | 52.1905 | 98.143 | 7.8135 | 1.4808 | 18.9345 | 30.9229 | 84.4054 | 117.715 | 8.1808 | 1.4808 | 19.0153 | 30.9229 | 84.4054 | 117.715 | 8.1808 | 1.4808 | 19.0153
U | d301f | 24.4158 | 55.4848 | 101.238 | 7.8184 | 1.4808 | 18.9344 | 30.9229 | 84.4054 | 117.715 | 8.1808 | 1.4808 | 19.0153 | 30.9229 | 84.4054 | 117.715 | 8.1808 | 1.4808 | 19.0153
U | d301g | 25.1926 | 59.0458 | 104.187 | 7.8222 | 1.4808 | 18.9391 | 30.9229 | 84.4054 | 117.715 | 8.1808 | 1.4808 | 19.0153 | 30.9229 | 84.4054 | 117.715 | 8.1808 | 1.4808 | 19.0153
U | d301h | 27.1763 | 63.018 | 110.012 | 7.8346 | 1.4808 | 19.0129 | 30.9229 | 84.4054 | 117.715 | 8.1808 | 1.4808 | 19.0153 | 30.9229 | 84.4054 | 117.715 | 8.1808 | 1.4808 | 19.0153
U | d301i | 26.784 | 57.8056 | 103.954 | 7.8312 | 1.4808 | 18.9727 | 30.9229 | 84.4054 | 117.715 | 8.1808 | 1.4808 | 19.0153 | 30.9229 | 84.4054 | 117.715 | 8.1808 | 1.4808 | 19.0153
U | d301j | 26.8739 | 54.611 | 100.36 | 7.8315 | 1.4808 | 19.0153 | 30.9229 | 84.4054 | 117.715 | 8.1808 | 1.4808 | 19.0153 | 30.9229 | 84.4054 | 117.715 | 8.1808 | 1.4808 | 19.0153
U | d301k | 26.3864 | 51.9455 | 95.8608 | 7.8256 | 1.4808 | 19.0153 | 30.9229 | 84.4054 | 117.715 | 8.1808 | 1.4808 | 19.0153 | 30.9229 | 84.4054 | 117.715 | 8.1808 | 1.4808 | 19.0153
U | d301l | 26.153 | 50.6247 | 93.9131 | 7.8227 | 1.4808 | 19.0153 | 30.9229 | 84.4054 | 117.715 | 8.1808 | 1.4808 | 19.0153 | 30.9229 | 84.4054 | 117.715 | 8.1808 | 1.4808 | 19.0153
U | d301m | 27.1869 | 53.3499 | 97.9688 | 7.8227 | 1.4808 | 19.0153 | 30.9229 | 84.4054 | 117.715 | 8.1808 | 1.4808 | 19.0153 | 30.9229 | 84.4054 | 117.715 | 8.1808 | 1.4808 | 19.0153
U | d301n | 26.9633 | 51.8892 | 96.7507 | 7.8215 | 1.4808 | 19.0153 | 30.9229 | 84.4054 | 117.715 | 8.1808 | 1.4808 | 19.0153 | 30.9229 | 84.4054 | 117.715 | 8.1808 | 1.4808 | 19.0153
U | d301o | 27.0045 | 54.344 | 101.03 | 7.8243 | 1.4808 | 19.0153 | 30.9229 | 84.4054 | 117.715 | 8.1808 | 1.4808 | 19.0153 | 30.9229 | 84.4054 | 117.715 | 8.1808 | 1.4808 | 19.0153
U | d301p | 28.2158 | 62.6632 | 110.367 | 7.8321 | 1.4808 | 19.0153 | 30.9229 | 84.4054 | 117.715 | 8.1808 | 1.4808 | 19.0153 | 30.9229 | 84.4054 | 117.715 | 8.1808 | 1.4808 | 19.0153
U | d301q | 28.4004 | 64.7633 | 111.997 | 7.8321 | 1.4808 | 19.0153 | 30.9229 | 84.4054 | 117.715 | 8.1808 | 1.4808 | 19.0153 | 30.9229 | 84.4054 | 117.715 | 8.1808 | 1.4808 | 19.0153
U | d301r | 29.9264 | 73.9555 | 115.871 | 7.836 | 1.4808 | 19.0153 | 30.9229 | 84.4054 | 117.715 | 8.1808 | 1.4808 | 19.0153 | 30.9229 | 84.4054 | 117.715 | 8.1808 | 1.4808 | 19.0153
U | d301s | 29.0079 | 72.6431 | 114.678 | 7.8269 | 1.4808 | 19.0153 | 30.9229 | 84.4054 | 117.715 | 8.1808 | 1.4808 | 19.0153 | 30.9229 | 84.4054 | 117.715 | 8.1808 | 1.4808 | 19.0153
U | d301t | 27.1445 | 68.0139 | 112.013 | 7.8199 | 1.4808 | 18.9539 | 30.9229 | 84.4054 | 117.715 | 8.1808 | 1.4808 | 19.0153 | 30.9229 | 84.4054 | 117.715 | 8.1808 | 1.4808 | 19.0153
U | d301u | 25.1947 | 61.7808 | 107.806 | 7.8144 | 1.4808 | 18.9347 | 30.9229 | 84.4054 | 117.715 | 8.1808 | 1.4808 | 19.0153 | 30.9229 | 84.4054 | 117.715 | 8.1808 | 1.4808 | 19.0153
U | d301v | 23.5223 | 53.7283 | 100.204 | 7.8092 | 1.4808 | 18.9276 | 30.9229 | 84.4054 | 117.715 | 8.1808 | 1.4808 | 19.0153 | 30.9229 | 84.4054 | 117.715 | 8.1808 | 1.4808 | 19.0153
U | d301x | 22.4565 | 48.4338 | 95.9202 | 7.8077 | 1.4808 | 18.929 | 30.9229 | 84.4054 | 117.715 | 8.1808 | 1.4808 | 19.0153 | 30.9229 | 84.4054 | 117.715 | 8.1808 | 1.4808 | 19.0153
U | d301y | 21.33 | 42.4962 | 87.6426 | 7.8062 | 1.4808 | 18.9271 | 30.9229 | 84.4054 | 117.715 | 8.1808 | 1.4808 | 19.0153 | 30.9229 | 84.4054 | 117.715 | 8.1808 | 1.4808 | 19.0153
U | d302a | 21.0686 | 42.4235 | 87.667 | 7.8065 | 1.4808 | 18.9292 | 30.9229 | 84.4054 | 117.715 | 8.1808 | 1.4808 | 19.0153 | 30.9229 | 84.4054 | 117.715 | 8.1808 | 1.4808 | 19.0153
U | d302b | 20.2812 | 41.8326 | 87.4359 | 7.8065 | 1.4808 | 18.9287 | 30.9229 | 84.4054 | 117.715 | 8.1808 | 1.4808 | 19.0153 | 30.9229 | 84.4054 | 117.715 | 8.1808 | 1.4808 | 19.0153
U | d302c | 19.9077 | 43.392 | 89.6723 | 7.8067 | 1.4808 | 18.9281 | 30.9229 | 84.4054 | 117.715 | 8.1808 | 1.4808 | 19.0153 | 30.9229 | 84.4054 | 117.715 | 8.1808 | 1.4808 | 19.0153
U | d302d | 19.5998 | 44.4441 | 91.1744 | 7.8064 | 1.4808 | 18.9297 | 30.9229 | 84.4054 | 117.715 | 8.1808 | 1.4808 | 19.0153 | 30.9229 | 84.4054 | 117.715 | 8.1808 | 1.4808 | 19.0153
U | d302e | 19.467 | 45.116 | 90.8027 | 7.8075 | 1.4808 | 18.9335 | 30.9229 | 84.4054 | 117.715 | 8.1808 | 1.4808 | 19.0153 | 30.9229 | 84.4054 | 117.715 | 8.1808 | 1.4808 | 19.0153
U | d302f | 19.703 | 45.5114 | 90.7562 | 7.8098 | 1.4808 | 18.9347 | 30.9229 | 84.4054 | 117.715 | 8.1808 | 1.4808 | 19.0153 | 30.9229 | 84.4054 | 117.715 | 8.1808 | 1.4808 | 19.0153
U | d302g | 20.5229 | 49.3119 | 95.6568 | 7.8117 | 1.4808 | 18.9391 | 30.9229 | 84.4054 | 117.715 | 8.1808 | 1.4808 | 19.0153 | 30.9229 | 84.4054 | 117.715 | 8.1808 | 1.4808 | 19.0153
U | d302h | 21.3197 | 55.569 | 103.326 | 7.8138 | 1.4808 | 19.0153 | 30.9229 | 84.4054 | 117.715 | 8.1808 | 1.4808 | 19.0153 | 30.9229 | 84.4054 | 117.715 | 8.1808 | 1.4808 | 19.0153
U | d302i | 20.9069 | 54.3943 | 101.691 | 7.814 | 1.4808 | 18.96 | 30.9229 | 84.4054 | 117.715 | 8.1808 | 1.4808 | 19.0153 | 30.9229 | 84.4054 | 117.715 | 8.1808 | 1.4808 | 19.0153
U | d302j | 20.0694 | 50.6395 | 96.301 | 7.8112 | 1.4808 | 18.9418 | 30.9229 | 84.4054 | 117.715 | 8.1808 | 1.4808 | 19.0153 | 30.9229 | 84.4054 | 117.715 | 8.1808 | 1.4808 | 19.0153
U | d302k | 20.6019 | 50.431 | 99.4335 | 7.814 | 1.4808 | 19.013 | 30.9229 | 84.4054 | 117.715 | 8.1808 | 1.4808 | 19.0153 | 30.9229 | 84.4054 | 117.715 | 8.1808 | 1.4808 | 19.0153
U | d302l | 21.1574 | 49.1957 | 98.3929 | 7.8163 | 1.4808 | 19.0153 | 30.9229 | 84.4054 | 117.715 | 8.1808 | 1.4808 | 19.0153 | 30.9229 | 84.4054 | 117.715 | 8.1808 | 1.4808 | 19.0153
U | d302m | 21.2678 | 45.5917 | 92.9099 | 7.8165 | 1.4808 | 19.0153 | 30.9229 | 84.4054 | 117.715 | 8.1808 | 1.4808 | 19.0153 | 30.9229 | 84.4054 | 117.715 | 8.1808 | 1.4808 | 19.0153
U | d302n | 22.3263 | 46.8645 | 94.3316 | 7.8188 | 1.4808 | 19.0153 | 30.9229 | 84.4054 | 117.715 | 8.1808 | 1.4808 | 19.0153 | 30.9229 | 84.4054 | 117.715 | 8.1808 | 1.4808 | 19.0153
U | d302o | 22.7029 | 46.8277 | 92.1238 | 7.8182 | 1.4808 | 19.0153 | 30.9229 | 84.4054 | 117.715 | 8.1808 | 1.4808 | 19.0153 | 30.9229 | 84.4054 | 117.715 | 8.1808 | 1.4808 | 19.0153
U | d302p | 24.3424 | 52.4167 | 98.9354 | 7.8199 | 1.4808 | 19.0153 | 30.9229 | 84.4054 | 117.715 | 8.1808 | 1.4808 | 19.0153 | 30.9229 | 84.4054 | 117.715 | 8.1808 | 1.4808 | 19.0153
U | d302q | 26.2469 | 59.7644 | 106.958 | 7.8214 | 1.4808 | 19.0153 | 30.9229 | 84.4054 | 117.715 | 8.1808 | 1.4808 | 19.0153 | 30.9229 | 84.4054 | 117.715 | 8.1808 | 1.4808 | 19.0153
U | d302r | 26.8257 | 64.3876 | 110.629 | 7.8234 | 1.4808 | 19.0153 | 30.9229 | 84.4054 | 117.715 | 8.1808 | 1.4808 | 19.0153 | 30.9229 | 84.4054 | 117.715 | 8.1808 | 1.4808 | 19.0153
U | d302s | 25.6413 | 63.6689 | 110.335 | 7.8205 | 1.4808 | 19.0153 | 30.9229 | 84.4054 | 117.715 | 8.1808 | 1.4808 | 19.0153 | 30.9229 | 84.4054 | 117.715 | 8.1808 | 1.4808 | 19.0153
U | d302t | 23.1129 | 57.3183 | 102.869 | 7.8156 | 1.4808 | 19.0153 | 30.9229 | 84.4054 | 117.715 | 8.1808 | 1.4808 | 19.0153 | 30.9229 | 84.4054 | 117.715 | 8.1808 | 1.4808 | 19.0153
U | d302u | 21.7526 | 53.2883 | 97.6403 | 7.8106 | 1.4808 | 19.0153 | 30.9229 | 84.4054 | 117.715 | 8.1808 | 1.4808 | 19.0153 | 30.9229 | 84.4054 | 117.715 | 8.1808 | 1.4808 | 19.0153
U | d302v | 20.6322 | 48.172 | 90.0593 | 7.8073 | 1.4808 | 18.9264 | 30.9229 | 84.4054 | 117.715 | 8.1808 | 1.4808 | 19.0153 | 30.9229 | 84.4054 | 117.715 | 8.1808 | 1.4808 | 19.0153
U | d302x | 20.1338 | 44.6591 | 85.6603 | 7.8056 | 1.4808 | 18.9153 | 30.9229 | 84.4054 | 117.715 | 8.1808 | 1.4808 | 19.0153 | 30.9229 | 84.4054 | 117.715 | 8.1808 | 1.4808 | 19.0153
U | d302y | 20.3259 | 43.9043 | 83.7113 | 7.8048 | 1.4808 | 18.9133 | 30.9229 | 84.4054 | 117.715 | 8.1808 | 1.4808 | 19.0153 | 30.9229 | 84.4054 | 117.715 | 8.1808 | 1.4808 | 19.0153
U | d303a | 20.2526 | 42.146 | 81.8387 | 7.8039 | 1.4808 | 18.9096 | 30.9229 | 84.4054 | 117.715 | 8.1808 | 1.4808 | 19.0153 | 30.9229 | 84.4054 | 117.715 | 8.1808 | 1.4808 | 19.0153
U | d303b | 20.2551 | 41.8008 | 82.7488 | 7.8038 | 1.4808 | 18.9065 | 30.9229 | 84.4054 | 117.715 | 8.1808 | 1.4808 | 19.0153 | 30.9229 | 84.4054 | 117.715 | 8.1808 | 1.4808 | 19.0153
U | d303c | 20.6004 | 44.0004 | 86.2965 | 7.8042 | 1.4808 | 18.9046 | 30.9229 | 84.4054 | 117.715 | 8.1808 | 1.4808 | 19.0153 | 30.9229 | 84.4054 | 117.715 | 8.1808 | 1.4808 | 19.0153
U | d303d | 20.9219 | 44.826 | 88.5776 | 7.8031 | 1.4808 | 18.9072 | 30.9229 | 84.4054 | 117.715 | 8.1808 | 1.4808 | 19.0153 | 30.9229 | 84.4054 | 117.715 | 8.1808 | 1.4808 | 19.0153
U | d303e | 21.8246 | 45.4558 | 88.819 | 7.8052 | 1.4808 | 18.9181 | 30.9229 | 84.4054 | 117.715 | 8.1808 | 1.4808 | 19.0153 | 30.9229 | 84.4054 | 117.715 | 8.1808 | 1.4808 | 19.0153
U | d303f | 23.5445 | 46.3979 | 89.8113 | 7.8087 | 1.4808 | 18.9194 | 30.9229 | 84.4054 | 117.715 | 8.1808 | 1.4808 | 19.0153 | 30.9229 | 84.4054 | 117.715 | 8.1808 | 1.4808 | 19.0153
U | d303g | 26.0907 | 51.8436 | 97.8353 | 7.8148 | 1.4808 | 19.0153 | 30.9229 | 84.4054 | 117.715 | 8.1808 | 1.4808 | 19.0153 | 30.9229 | 84.4054 | 117.715 | 8.1808 | 1.4808 | 19.0153
U | d303h | 28.2847 | 55.3462 | 102.073 | 7.8199 | 1.4808 | 19.0153 | 30.9229 | 84.4054 | 117.715 | 8.1808 | 1.4808 | 19.0153 | 30.9229 | 84.4054 | 117.715 | 8.1808 | 1.4808 | 19.0153
U | d303i | 29.4289 | 57.9395 | 105.114 | 7.8263 | 1.4808 | 19.0153 | 30.9229 | 84.4054 | 117.715 | 8.1808 | 1.4808 | 19.0153 | 30.9229 | 84.4054 | 117.715 | 8.1808 | 1.4808 | 19.0153
U | d303j | 28.6821 | 54.4144 | 96.1053 | 7.8239 | 1.4808 | 19.0153 | 30.9229 | 84.4054 | 117.715 | 8.1808 | 1.4808 | 19.0153 | 30.9229 | 84.4054 | 117.715 | 8.1808 | 1.4808 | 19.0153
U | d303k | 28.8757 | 53.9056 | 93.3906 | 7.8248 | 1.4808 | 19.0153 | 30.9229 | 84.4054 | 117.715 | 8.1808 | 1.4808 | 19.0153 | 30.9229 | 84.4054 | 117.715 | 8.1808 | 1.4808 | 19.0153
U | d303l | 29.0891 | 55.6259 | 95.475 | 7.8258 | 1.4808 | 19.0153 | 30.9229 | 84.4054 | 117.715 | 8.1808 | 1.4808 | 19.0153 | 30.9229 | 84.4054 | 117.715 | 8.1808 | 1.4808 | 19.0153
U | d303m | 28.3527 | 52.7439 | 93.4073 | 7.8258 | 1.4808 | 19.0153 | 30.9229 | 84.4054 | 117.715 | 8.1808 | 1.4808 | 19.0153 | 30.9229 | 84.4054 | 117.715 | 8.1808 | 1.4808 | 19.0153
U | d303n | 29.0951 | 55.9438 | 95.6339 | 7.8298 | 1.4808 | 19.0153 | 30.9229 | 84.4054 | 117.715 | 8.1808 | 1.4808 | 19.0153 | 30.9229 | 84.4054 | 117.715 | 8.1808 | 1.4808 | 19.0153
U | d303o | 29.3312 | 58.5156 | 101.487 | 7.8316 | 1.4808 | 19.0153 | 30.9229 | 84.4054 | 117.715 | 8.1808 | 1.4808 | 19.0153 | 30.9229 | 84.4054 | 117.715 | 8.1808 | 1.4808 | 19.0153
U | d303p | 28.9807 | 59.8481 | 100.841 | 7.8332 | 1.4808 | 19.0153 | 30.9229 | 84.4054 | 117.715 | 8.1808 | 1.4808 | 19.0153 | 30.9229 | 84.4054 | 117.715 | 8.1808 | 1.4808 | 19.0153
U | d303q | 29.4266 | 64.4161 | 107.941 | 7.8382 | 1.4808 | 19.0153 | 30.9229 | 84.4054 | 117.715 | 8.1808 | 1.4808 | 19.0153 | 30.9229 | 84.4054 | 117.715 | 8.1808 | 1.4808 | 19.0153
U | d303r | 28.8262 | 64.6035 | 108.883 | 7.8386 | 1.4808 | 19.0153 | 30.9229 | 84.4054 | 117.715 | 8.1808 | 1.4808 | 19.0153 | 30.9229 | 84.4054 | 117.715 | 8.1808 | 1.4808 | 19.0153
U | d303s | 27.3531 | 62.305 | 106.667 | 7.834 | 1.4808 | 19.0153 | 30.9229 | 84.4054 | 117.715 | 8.1808 | 1.4808 | 19.0153 | 30.9229 | 84.4054 | 117.715 | 8.1808 | 1.4808 | 19.0153
U | d303t | 26.4038 | 58.5476 | 101.808 | 7.8311 | 1.4808 | 19.0153 | 30.9229 | 84.4054 | 117.715 | 8.1808 | 1.4808 | 19.0153 | 30.9229 | 84.4054 | 117.715 | 8.1808 | 1.4808 | 19.0153
U | d303u | 25.5534 | 54.2011 | 95.7165 | 7.824 | 1.4808 | 19.0153 | 30.9229 | 84.4054 | 117.715 | 8.1808 | 1.4808 | 19.0153 | 30.9229 | 84.4054 | 117.715 | 8.1808 | 1.4808 | 19.0153
U | d303v | 24.825 | 49.7122 | 90.551 | 7.8221 | 1.4808 | 18.9165 | 30.9229 | 84.4054 | 117.715 | 8.1808 | 1.4808 | 19.0153 | 30.9229 | 84.4054 | 117.715 | 8.1808 | 1.4808 | 19.0153
U | d303x | 24.2116 | 45.8427 | 86.5798 | 7.8201 | 1.4808 | 18.8875 | 30.9229 | 84.4054 | 117.715 | 8.1808 | 1.4808 | 19.0153 | 30.9229 | 84.4054 | 117.715 | 8.1808 | 1.4808 | 19.0153
U | d303y | 23.1827 | 43.3952 | 81.6214 | 7.8165 | 1.4808 | 18.8704 | 30.9229 | 84.4054 | 117.715 | 8.1808 | 1.4808 | 19.0153 | 30.9229 | 84.4054 | 117.715 | 8.1808 | 1.4808 | 19.0153
U | d304a | 23.4699 | 45.5101 | 85.0004 | 7.8171 | 1.4808 | 18.8753 | 30.9229 | 84.4054 | 117.715 | 8.1808 | 1.4808 | 19.0153 | 30.9229 | 84.4054 | 117.715 | 8.1808 | 1.4808 | 19.0153
U | d304b | 23.4591 | 46.5533 | 86.7833 | 7.8178 | 1.4808 | 18.8737 | 30.9229 | 84.4054 | 117.715 | 8.1808 | 1.4808 | 19.0153 | 30.9229 | 84.4054 | 117.715 | 8.1808 | 1.4808 | 19.0153
U | d304c | 23.0253 | 46.5263 | 86.9623 | 7.8184 | 1.4808 | 18.8653 | 30.9229 | 84.4054 | 117.715 | 8.1808 | 1.4808 | 19.0153 | 30.9229 | 84.4054 | 117.715 | 8.1808 | 1.4808 | 19.0153
U | d304d | 23.1279 | 49.4939 | 90.3942 | 7.8205 | 1.4808 | 18.8763 | 30.9229 | 84.4054 | 117.715 | 8.1808 | 1.4808 | 19.0153 | 30.9229 | 84.4054 | 117.715 | 8.1808 | 1.4808 | 19.0153
U | d304e | 23.8836 | 53.332 | 92.0441 | 7.824 | 1.4808 | 18.9057 | 30.9229 | 84.4054 | 117.715 | 8.1808 | 1.4808 | 19.0153 | 30.9229 | 84.4054 | 117.715 | 8.1808 | 1.4808 | 19.0153
U | d304f | 24.9872 | 56.5881 | 95.8173 | 7.8309 | 1.4808 | 18.9154 | 30.9229 | 84.4054 | 117.715 | 8.1808 | 1.4808 | 19.0153 | 30.9229 | 84.4054 | 117.715 | 8.1808 | 1.4808 | 19.0153
U | d304g | 26.1231 | 58.4984 | 98.8012 | 7.8376 | 1.4808 | 19.0153 | 30.9229 | 84.4054 | 117.715 | 8.1808 | 1.4808 | 19.0153 | 30.9229 | 84.4054 | 117.715 | 8.1808 | 1.4808 | 19.0153
U | d304h | 28.1817 | 62.6887 | 105.33 | 7.8571 | 1.4808 | 19.0153 | 30.9229 | 84.4054 | 117.715 | 8.1808 | 1.4808 | 19.0153 | 30.9229 | 84.4054 | 117.715 | 8.1808 | 1.4808 | 19.0153
U | d304i | 28.6724 | 62.7402 | 107.309 | 7.8633 | 1.4808 | 19.0153 | 30.9229 | 84.4054 | 117.715 | 8.1808 | 1.4808 | 19.0153 | 30.9229 | 84.4054 | 117.715 | 8.1808 | 1.4808 | 19.0153
U | d304j | 29.1828 | 61.5948 | 107.232 | 7.8639 | 1.4808 | 19.0153 | 30.9229 | 84.4054 | 117.715 | 8.1808 | 1.4808 | 19.0153 | 30.9229 | 84.4054 | 117.715 | 8.1808 | 1.4808 | 19.0153
U | d304k | 29.2024 | 61.2423 | 107.961 | 7.8732 | 1.4808 | 19.0153 | 30.9229 | 84.4054 | 117.715 | 8.1808 | 1.4808 | 19.0153 | 30.9229 | 84.4054 | 117.715 | 8.1808 | 1.4808 | 19.0153
U | d304l | 29.6883 | 60.7494 | 104.032 | 7.8827 | 1.4808 | 19.0153 | 30.9229 | 84.4054 | 117.715 | 8.1808 | 1.4808 | 19.0153 | 30.9229 | 84.4054 | 117.715 | 8.1808 | 1.4808 | 19.0153
U | d304m | 30.3699 | 64.2596 | 107.583 | 7.9225 | 1.4808 | 19.0153 | 30.9229 | 84.4054 | 117.715 | 8.1808 | 1.4808 | 19.0153 | 30.9229 | 84.4054 | 117.715 | 8.1808 | 1.4808 | 19.0153
U | d304n | 30.0238 | 60.3576 | 101.617 | 7.9139 | 1.4808 | 19.0153 | 30.9229 | 84.4054 | 117.715 | 8.1808 | 1.4808 | 19.0153 | 30.9229 | 84.4054 | 117.715 | 8.1808 | 1.4808 | 19.0153
U | d304o | 29.8538 | 60.6595 | 102.048 | 7.9211 | 1.4808 | 19.0153 | 30.9229 | 84.4054 | 117.715 | 8.1808 | 1.4808 | 19.0153 | 30.9229 | 84.4054 | 117.715 | 8.1808 | 1.4808 | 19.0153
U | d304p | 29.5447 | 61.5717 | 104.885 | 7.918 | 1.4808 | 19.0153 | 30.9229 | 84.4054 | 117.715 | 8.1808 | 1.4808 | 19.0153 | 30.9229 | 84.4054 | 117.715 | 8.1808 | 1.4808 | 19.0153
U | d304q | 28.9747 | 63.7003 | 109.328 | 7.9084 | 1.4808 | 19.0153 | 30.9229 | 84.4054 | 117.715 | 8.1808 | 1.4808 | 19.0153 | 30.9229 | 84.4054 | 117.715 | 8.1808 | 1.4808 | 19.0153
U | d304r | 27.2625 | 64.1091 | 110.433 | 7.8817 | 1.4808 | 19.0153 | 30.9229 | 84.4054 | 117.715 | 8.1808 | 1.4808 | 19.0153 | 30.9229 | 84.4054 | 117.715 | 8.1808 | 1.4808 | 19.0153
U | d304s | 26.6505 | 65.3876 | 111.993 | 7.8787 | 1.4808 | 19.0153 | 30.9229 | 84.4054 | 117.715 | 8.1808 | 1.4808 | 19.0153 | 30.9229 | 84.4054 | 117.715 | 8.1808 | 1.4808 | 19.0153
U | d304t | 25.9961 | 65.3165 | 111.78 | 7.8695 | 1.4808 | 19.0153 | 30.9229 | 84.4054 | 117.715 | 8.1808 | 1.4808 | 19.0153 | 30.9229 | 84.4054 | 117.715 | 8.1808 | 1.4808 | 19.0153
U | d304u | 22.7793 | 54.8975 | 100.905 | 7.8415 | 1.4808 | 18.8677 | 30.9229 | 84.4054 | 117.715 | 8.1808 | 1.4808 | 19.0153 | 30.9229 | 84.4054 | 117.715 | 8.1808 | 1.4808 | 19.0153
U | d304v | 21.5035 | 52.0186 | 97.8667 | 7.8325 | 1.4808 | 18.7784 | 30.9229 | 84.4054 | 117.715 | 8.1808 | 1.4808 | 19.0153 | 30.9229 | 84.4054 | 117.715 | 8.1808 | 1.4808 | 19.0153
U | d304x | 20.4628 | 48.9484 | 93.8988 | 7.8258 | 1.4808 | 18.7488 | 30.9229 | 84.4054 | 117.715 | 8.1808 | 1.4808 | 19.0153 | 30.9229 | 84.4054 | 117.715 | 8.1808 | 1.4808 | 19.0153
U | d304y | 19.3117 | 45.8738 | 89.3008 | 7.8233 | 1.4808 | 18.711 | 30.9229 | 84.4054 | 117.715 | 8.1808 | 1.4808 | 19.0153 | 30.9229 | 84.4054 | 117.715 | 8.1808 | 1.4808 | 19.0153
U | d305a | 18.5615 | 46.0424 | 89.8053 | 7.8225 | 1.4808 | 18.6944 | 30.9229 | 84.4054 | 117.715 | 8.1808 | 1.4808 | 19.0153 | 30.9229 | 84.4054 | 117.715 | 8.1808 | 1.4808 | 19.0153
U | d305b | 17.8549 | 44.8655 | 89.1516 | 7.8226 | 1.4808 | 18.6721 | 30.9229 | 84.4054 | 117.715 | 8.1808 | 1.4808 | 19.0153 | 30.9229 | 84.4054 | 117.715 | 8.1808 | 1.4808 | 19.0153
U | d305c | 17.9695 | 47.8893 | 94.8589 | 7.8242 | 1.4808 | 18.6787 | 30.9229 | 84.4054 | 117.715 | 8.1808 | 1.4808 | 19.0153 | 30.9229 | 84.4054 | 117.715 | 8.1808 | 1.4808 | 19.0153
U | d305d | 17.8349 | 49.1066 | 97.1536 | 7.8258 | 1.4808 | 18.7195 | 30.9229 | 84.4054 | 117.715 | 8.1808 | 1.4808 | 19.0153 | 30.9229 | 84.4054 | 117.715 | 8.1808 | 1.4808 | 19.0153
U | d305e | 18.5636 | 51.769 | 97.4351 | 7.8283 | 1.4808 | 18.7584 | 30.9229 | 84.4054 | 117.715 | 8.1808 | 1.4808 | 19.0153 | 30.9229 | 84.4054 | 117.715 | 8.1808 | 1.4808 | 19.0153
U | d305f | 19.9714 | 55.1761 | 102.236 | 7.8357 | 1.4808 | 18.8171 | 30.9229 | 84.4054 | 117.715 | 8.1808 | 1.4808 | 19.0153 | 30.9229 | 84.4054 | 117.715 | 8.1808 | 1.4808 | 19.0153
U | d305g | 21.4976 | 58.717 | 106.743 | 7.8492 | 1.4808 | 19.0153 | 30.9229 | 84.4054 | 117.715 | 8.1808 | 1.4808 | 19.0153 | 30.9229 | 84.4054 | 117.715 | 8.1808 | 1.4808 | 19.0153
U | d305h | 23.7319 | 62.6253 | 110.848 | 7.8857 | 1.4808 | 19.0153 | 30.9229 | 84.4054 | 117.715 | 8.1808 | 1.4808 | 19.0153 | 30.9229 | 84.4054 | 117.715 | 8.1808 | 1.4808 | 19.0153
U | d305i | 23.8276 | 58.5329 | 106.471 | 7.8823 | 1.4808 | 19.0153 | 30.9229 | 84.4054 | 117.715 | 8.1808 | 1.4808 | 19.0153 | 30.9229 | 84.4054 | 117.715 | 8.1808 | 1.4808 | 19.0153
U | d305j | 24.3093 | 55.1728 | 101.11 | 7.8814 | 1.4808 | 19.0153 | 30.9229 | 84.4054 | 117.715 | 8.1808 | 1.4808 | 19.0153 | 30.9229 | 84.4054 | 117.715 | 8.1808 | 1.4808 | 19.0153
U | d305k | 25.3049 | 55.8351 | 99.8671 | 7.9038 | 1.4808 | 19.0153 | 30.9229 | 84.4054 | 117.715 | 8.1808 | 1.4808 | 19.0153 | 30.9229 | 84.4054 | 117.715 | 8.1808 | 1.4808 | 19.0153
U | d305l | 25.1819 | 55.8168 | 100.071 | 7.9041 | 1.4808 | 19.0153 | 30.9229 | 84.4054 | 117.715 | 8.1808 | 1.4808 | 19.0153 | 30.9229 | 84.4054 | 117.715 | 8.1808 | 1.4808 | 19.0153
U | d305m | 25.5422 | 58.6039 | 104.323 | 7.911 | 1.4808 | 19.0153 | 30.9229 | 84.4054 | 117.715 | 8.1808 | 1.4808 | 19.0153 | 30.9229 | 84.4054 | 117.715 | 8.1808 | 1.4808 | 19.0153
U | d305n | 25.8874 | 57.9797 | 104.731 | 7.9197 | 1.4808 | 19.0153 | 30.9229 | 84.4054 | 117.715 | 8.1808 | 1.4808 | 19.0153 | 30.9229 | 84.4054 | 117.715 | 8.1808 | 1.4808 | 19.0153
U | d305o | 25.8981 | 58.6983 | 103.135 | 7.9163 | 1.4808 | 19.0153 | 30.9229 | 84.4054 | 117.715 | 8.1808 | 1.4808 | 19.0153 | 30.9229 | 84.4054 | 117.715 | 8.1808 | 1.4808 | 19.0153
U | d305p | 26.3793 | 61.325 | 109.238 | 7.9229 | 1.4808 | 19.0153 | 30.9229 | 84.4054 | 117.715 | 8.1808 | 1.4808 | 19.0153 | 30.9229 | 84.4054 | 117.715 | 8.1808 | 1.4808 | 19.0153
U | d305q | 27.1611 | 66.8174 | 113.157 | 7.9253 | 1.4808 | 19.0153 | 30.9229 | 84.4054 | 117.715 | 8.1808 | 1.4808 | 19.0153 | 30.9229 | 84.4054 | 117.715 | 8.1808 | 1.4808 | 19.0153
U | d305r | 27.6178 | 71.8781 | 115.806 | 7.9228 | 1.4808 | 19.0153 | 30.9229 | 84.4054 | 117.715 | 8.1808 | 1.4808 | 19.0153 | 30.9229 | 84.4054 | 117.715 | 8.1808 | 1.4808 | 19.0153
U | d305s | 23.8221 | 64.3119 | 112.51 | 7.8639 | 1.4808 | 19.0153 | 30.9229 | 84.4054 | 117.715 | 8.1808 | 1.4808 | 19.0153 | 30.9229 | 84.4054 | 117.715 | 8.1808 | 1.4808 | 19.0153
U | d305t | 23.7206 | 64.8317 | 112.989 | 7.8581 | 1.4808 | 19.0153 | 30.9229 | 84.4054 | 117.715 | 8.1808 | 1.4808 | 19.0153 | 30.9229 | 84.4054 | 117.715 | 8.1808 | 1.4808 | 19.0153
U | d305u | 21.3204 | 56.8237 | 106.251 | 7.8404 | 1.4808 | 18.8593 | 30.9229 | 84.4054 | 117.715 | 8.1808 | 1.4808 | 19.0153 | 30.9229 | 84.4054 | 117.715 | 8.1808 | 1.4808 | 19.0153
U | d305v | 19.9542 | 52.8428 | 100.993 | 7.8265 | 1.4808 | 18.3514 | 30.9229 | 84.4054 | 117.715 | 8.1808 | 1.4808 | 19.0153 | 30.9229 | 84.4054 | 117.715 | 8.1808 | 1.4808 | 19.0153
U | d305x | 16.9875 | 46.9971 | 91.9963 | 7.8121 | 1.4808 | 18.1538 | 30.9229 | 84.4054 | 117.715 | 8.1808 | 1.4808 | 19.0153 | 30.9229 | 84.4054 | 117.715 | 8.1808 | 1.4808 | 19.0153
U | d305y | 16.4964 | 46.453 | 89.2408 | 7.8098 | 1.4808 | 18.0716 | 30.9229 | 84.4054 | 117.715 | 8.1808 | 1.4808 | 19.0153 | 30.9229 | 84.4054 | 117.715 | 8.1808 | 1.4808 | 19.0153
U | d306a | 16.2344 | 45.4762 | 86.4444 | 7.8095 | 1.4808 | 18.0117 | 30.9229 | 84.4054 | 117.715 | 8.1808 | 1.4808 | 19.0153 | 30.9229 | 84.4054 | 117.715 | 8.1808 | 1.4808 | 19.0153
U | d306b | 16.0393 | 45.6973 | 87.6078 | 7.8085 | 1.4808 | 17.918 | 30.9229 | 84.4054 | 117.715 | 8.1808 | 1.4808 | 19.0153 | 30.9229 | 84.4054 | 117.715 | 8.1808 | 1.4808 | 19.0153
U | d306c | 16.4637 | 49.4827 | 93.3965 | 7.8083 | 1.4808 | 17.93 | 30.9229 | 84.4054 | 117.715 | 8.1808 | 1.4808 | 19.0153 | 30.9229 | 84.4054 | 117.715 | 8.1808 | 1.4808 | 19.0153
U | d306d | 16.9176 | 53.1306 | 98.8876 | 7.8089 | 1.4808 | 18.0651 | 30.9229 | 84.4054 | 117.715 | 8.1808 | 1.4808 | 19.0153 | 30.9229 | 84.4054 | 117.715 | 8.1808 | 1.4808 | 19.0153
U | d306e | 18.0712 | 55.252 | 99.1245 | 7.8096 | 1.4808 | 18.2517 | 30.9229 | 84.4054 | 117.715 | 8.1808 | 1.4808 | 19.0153 | 30.9229 | 84.4054 | 117.715 | 8.1808 | 1.4808 | 19.0153
U | d306f | 19.5442 | 57.2681 | 103.227 | 7.8123 | 1.4808 | 18.5643 | 30.9229 | 84.4054 | 117.715 | 8.1808 | 1.4808 | 19.0153 | 30.9229 | 84.4054 | 117.715 | 8.1808 | 1.4808 | 19.0153
U | d306g | 23.2263 | 68.25 | 113.109 | 7.822 | 1.4808 | 19.0153 | 30.9229 | 84.4054 | 117.715 | 8.1808 | 1.4808 | 19.0153 | 30.9229 | 84.4054 | 117.715 | 8.1808 | 1.4808 | 19.0153
U | d306h | 26.2855 | 72.7637 | 115.226 | 7.8323 | 1.4808 | 19.0153 | 30.9229 | 84.4054 | 117.715 | 8.1808 | 1.4808 | 19.0153 | 30.9229 | 84.4054 | 117.715 | 8.1808 | 1.4808 | 19.0153
U | d306i | 26.743 | 68.8965 | 114.371 | 7.8335 | 1.4808 | 19.0153 | 30.9229 | 84.4054 | 117.715 | 8.1808 | 1.4808 | 19.0153 | 30.9229 | 84.4054 | 117.715 | 8.1808 | 1.4808 | 19.0153
U | d306j | 28.654 | 67.9688 | 114.121 | 7.8348 | 1.4808 | 19.0153 | 30.9229 | 84.4054 | 117.715 | 8.1808 | 1.4808 | 19.0153 | 30.9229 | 84.4054 | 117.715 | 8.1808 | 1.4808 | 19.0153
U | d306k | 28.5757 | 62.4001 | 111.561 | 7.8295 | 1.4808 | 19.0153 | 30.9229 | 84.4054 | 117.715 | 8.1808 | 1.4808 | 19.0153 | 30.9229 | 84.4054 | 117.715 | 8.1808 | 1.4808 | 19.0153
U | d306l | 29.3963 | 60.9695 | 111.024 | 7.8309 | 1.4808 | 19.0153 | 30.9229 | 84.4054 | 117.715 | 8.1808 | 1.4808 | 19.0153 | 30.9229 | 84.4054 | 117.715 | 8.1808 | 1.4808 | 19.0153
U | d306m | 30.4863 | 61.1679 | 108.239 | 7.8352 | 1.4808 | 19.0153 | 30.9229 | 84.4054 | 117.715 | 8.1808 | 1.4808 | 19.0153 | 30.9229 | 84.4054 | 117.715 | 8.1808 | 1.4808 | 19.0153
U | d306n | 30.6165 | 58.3655 | 104.451 | 7.8339 | 1.4808 | 19.0153 | 30.9229 | 84.4054 | 117.715 | 8.1808 | 1.4808 | 19.0153 | 30.9229 | 84.4054 | 117.715 | 8.1808 | 1.4808 | 19.0153
U | d306o | 30.848 | 57.2441 | 105.731 | 7.8313 | 1.4808 | 19.0153 | 30.9229 | 84.4054 | 117.715 | 8.1808 | 1.4808 | 19.0153 | 30.9229 | 84.4054 | 117.715 | 8.1808 | 1.4808 | 19.0153
U | d306p | 30.8498 | 58.4308 | 107.833 | 7.8294 | 1.4808 | 19.0153 | 30.9229 | 84.4054 | 117.715 | 8.1808 | 1.4808 | 19.0153 | 30.9229 | 84.4054 | 117.715 | 8.1808 | 1.4808 | 19.0153
U | d306q | 30.9229 | 67.1881 | 114.07 | 7.8308 | 1.4808 | 19.0153 | 30.9229 | 84.4054 | 117.715 | 8.1808 | 1.4808 | 19.0153 | 30.9229 | 84.4054 | 117.715 | 8.1808 | 1.4808 | 19.0153
U | d306r | 30.7452 | 67.9814 | 114.364 | 7.8259 | 1.4808 | 19.0153 | 30.9229 | 84.4054 | 117.715 | 8.1808 | 1.4808 | 19.0153 | 30.9229 | 84.4054 | 117.715 | 8.1808 | 1.4808 | 19.0153
U | d306s | 29.85 | 66.4089 | 113.552 | 7.8225 | 1.4808 | 19.0153 | 30.9229 | 84.4054 | 117.715 | 8.1808 | 1.4808 | 19.0153 | 30.9229 | 84.4054 | 117.715 | 8.1808 | 1.4808 | 19.0153
U | d306t | 28.6854 | 61.6823 | 110.806 | 7.8196 | 1.4808 | 19.0153 | 30.9229 | 84.4054 | 117.715 | 8.1808 | 1.4808 | 19.0153 | 30.9229 | 84.4054 | 117.715 | 8.1808 | 1.4808 | 19.0153
U | d306u | 27.0449 | 55.1389 | 104.139 | 7.8146 | 1.4808 | 19.0153 | 30.9229 | 84.4054 | 117.715 | 8.1808 | 1.4808 | 19.0153 | 30.9229 | 84.4054 | 117.715 | 8.1808 | 1.4808 | 19.0153
U | d306v | 25.2554 | 51.7014 | 100.322 | 7.8098 | 1.4808 | 18.8815 | 30.9229 | 84.4054 | 117.715 | 8.1808 | 1.4808 | 19.0153 | 30.9229 | 84.4054 | 117.715 | 8.1808 | 1.4808 | 19.0153
U | d306x | 23.2529 | 46.7206 | 91.8666 | 7.806 | 1.4808 | 18.6634 | 30.9229 | 84.4054 | 117.715 | 8.1808 | 1.4808 | 19.0153 | 30.9229 | 84.4054 | 117.715 | 8.1808 | 1.4808 | 19.0153
U | d306y | 22.6357 | 43.2552 | 85.1944 | 7.8026 | 1.4808 | 18.394 | 30.9229 | 84.4054 | 117.715 | 8.1808 | 1.4808 | 19.0153 | 30.9229 | 84.4054 | 117.715 | 8.1808 | 1.4808 | 19.0153
U | d307a | 22.6836 | 42.5681 | 82.353 | 7.8008 | 1.4808 | 18.2771 | 30.9229 | 84.4054 | 117.715 | 8.1808 | 1.4808 | 19.0153 | 30.9229 | 84.4054 | 117.715 | 8.1808 | 1.4808 | 19.0153
U | d307b | 22.9161 | 44.333 | 84.9072 | 7.8012 | 1.4808 | 18.2125 | 30.9229 | 84.4054 | 117.715 | 8.1808 | 1.4808 | 19.0153 | 30.9229 | 84.4054 | 117.715 | 8.1808 | 1.4808 | 19.0153
U | d307c | 23.187 | 47.8696 | 91.268 | 7.8023 | 1.4808 | 18.2175 | 30.9229 | 84.4054 | 117.715 | 8.1808 | 1.4808 | 19.0153 | 30.9229 | 84.4054 | 117.715 | 8.1808 | 1.4808 | 19.0153
U | d307d | 23.1973 | 50.3691 | 95.8634 | 7.8037 | 1.4808 | 18.3606 | 30.9229 | 84.4054 | 117.715 | 8.1808 | 1.4808 | 19.0153 | 30.9229 | 84.4054 | 117.715 | 8.1808 | 1.4808 | 19.0153
U | d307e | 23.8343 | 52.2461 | 97.2895 | 7.8066 | 1.4808 | 18.527 | 30.9229 | 84.4054 | 117.715 | 8.1808 | 1.4808 | 19.0153 | 30.9229 | 84.4054 | 117.715 | 8.1808 | 1.4808 | 19.0153
U | d307f | 25.3047 | 54.4383 | 101.806 | 7.8116 | 1.4808 | 18.8428 | 30.9229 | 84.4054 | 117.715 | 8.1808 | 1.4808 | 19.0153 | 30.9229 | 84.4054 | 117.715 | 8.1808 | 1.4808 | 19.0153
U | d307g | 28.1502 | 64.2317 | 112.154 | 7.821 | 1.4808 | 19.0153 | 30.9229 | 84.4054 | 117.715 | 8.1808 | 1.4808 | 19.0153 | 30.9229 | 84.4054 | 117.715 | 8.1808 | 1.4808 | 19.0153
U | d307h | 29.6962 | 69.073 | 114.604 | 7.8277 | 1.4808 | 19.0153 | 30.9229 | 84.4054 | 117.715 | 8.1808 | 1.4808 | 19.0153 | 30.9229 | 84.4054 | 117.715 | 8.1808 | 1.4808 | 19.0153
U | d307i | 29.9711 | 68.4869 | 114.454 | 7.8304 | 1.4808 | 19.0153 | 30.9229 | 84.4054 | 117.715 | 8.1808 | 1.4808 | 19.0153 | 30.9229 | 84.4054 | 117.715 | 8.1808 | 1.4808 | 19.0153
U | d307j | 29.9743 | 65.8195 | 112.753 | 7.8333 | 1.4808 | 19.0153 | 30.9229 | 84.4054 | 117.715 | 8.1808 | 1.4808 | 19.0153 | 30.9229 | 84.4054 | 117.715 | 8.1808 | 1.4808 | 19.0153
U | d307k | 30.0699 | 65.462 | 110.982 | 7.8317 | 1.4808 | 19.0153 | 30.9229 | 84.4054 | 117.715 | 8.1808 | 1.4808 | 19.0153 | 30.9229 | 84.4054 | 117.715 | 8.1808 | 1.4808 | 19.0153
U | d307l | 30.2913 | 65.3916 | 109.619 | 7.8301 | 1.4808 | 19.0153 | 30.9229 | 84.4054 | 117.715 | 8.1808 | 1.4808 | 19.0153 | 30.9229 | 84.4054 | 117.715 | 8.1808 | 1.4808 | 19.0153
U | d307m | 30.4442 | 64.9927 | 108.731 | 7.8277 | 1.4808 | 19.0153 | 30.9229 | 84.4054 | 117.715 | 8.1808 | 1.4808 | 19.0153 | 30.9229 | 84.4054 | 117.715 | 8.1808 | 1.4808 | 19.0153
U | d307n | 30.9229 | 68.2891 | 112.147 | 7.8291 | 1.4808 | 19.0153 | 30.9229 | 84.4054 | 117.715 | 8.1808 | 1.4808 | 19.0153 | 30.9229 | 84.4054 | 117.715 | 8.1808 | 1.4808 | 19.0153
U | d307o | 30.7479 | 66.5505 | 111.375 | 7.8265 | 1.4808 | 19.0153 | 30.9229 | 84.4054 | 117.715 | 8.1808 | 1.4808 | 19.0153 | 30.9229 | 84.4054 | 117.715 | 8.1808 | 1.4808 | 19.0153
U | d307p | 30.9229 | 70.7068 | 113.637 | 7.8275 | 1.4808 | 19.0153 | 30.9229 | 84.4054 | 117.715 | 8.1808 | 1.4808 | 19.0153 | 30.9229 | 84.4054 | 117.715 | 8.1808 | 1.4808 | 19.0153
U | d307q | 30.9229 | 74.3949 | 115.764 | 7.8269 | 1.4808 | 19.0153 | 30.9229 | 84.4054 | 117.715 | 8.1808 | 1.4808 | 19.0153 | 30.9229 | 84.4054 | 117.715 | 8.1808 | 1.4808 | 19.0153
U | d307r | 30.7459 | 75.3956 | 115.299 | 7.825 | 1.4808 | 19.0153 | 30.9229 | 84.4054 | 117.715 | 8.1808 | 1.4808 | 19.0153 | 30.9229 | 84.4054 | 117.715 | 8.1808 | 1.4808 | 19.0153
U | d307s | 29.8072 | 71.382 | 113.677 | 7.8191 | 1.4808 | 19.0153 | 30.9229 | 84.4054 | 117.715 | 8.1808 | 1.4808 | 19.0153 | 30.9229 | 84.4054 | 117.715 | 8.1808 | 1.4808 | 19.0153
U | d307t | 29.2088 | 67.7153 | 111.526 | 7.817 | 1.4808 | 18.9531 | 30.9229 | 84.4054 | 117.715 | 8.1808 | 1.4808 | 19.0153 | 30.9229 | 84.4054 | 117.715 | 8.1808 | 1.4808 | 19.0153
U | d307u | 28.0495 | 62.0342 | 106.116 | 7.8128 | 1.4808 | 18.5075 | 30.9229 | 84.4054 | 117.715 | 8.1808 | 1.4808 | 19.0153 | 30.9229 | 84.4054 | 117.715 | 8.1808 | 1.4808 | 19.0153
U | d307v | 26.8115 | 58.0339 | 101.293 | 7.8102 | 1.4808 | 17.916 | 30.9229 | 84.4054 | 117.715 | 8.1808 | 1.4808 | 19.0153 | 30.9229 | 84.4054 | 117.715 | 8.1808 | 1.4808 | 19.0153
U | d307x | 25.3971 | 52.859 | 95.875 | 7.8084 | 1.4808 | 17.5079 | 30.9229 | 84.4054 | 117.715 | 8.1808 | 1.4808 | 19.0153 | 30.9229 | 84.4054 | 117.715 | 8.1808 | 1.4808 | 19.0153
U | d307y | 24.9756 | 52.0946 | 92.4222 | 7.807 | 1.4808 | 17.3628 | 30.9229 | 84.4054 | 117.715 | 8.1808 | 1.4808 | 19.0153 | 30.9229 | 84.4054 | 117.715 | 8.1808 | 1.4808 | 19.0153
U | d308a | 24.5778 | 51.4479 | 89.463 | 7.8058 | 1.4808 | 17.1643 | 30.9229 | 84.4054 | 117.715 | 8.1808 | 1.4808 | 19.0153 | 30.9229 | 84.4054 | 117.715 | 8.1808 | 1.4808 | 19.0153
U | d308b | 24.4895 | 53.9965 | 92.191 | 7.807 | 1.4808 | 17.0911 | 30.9229 | 84.4054 | 117.715 | 8.1808 | 1.4808 | 19.0153 | 30.9229 | 84.4054 | 117.715 | 8.1808 | 1.4808 | 19.0153
U | d308c | 24.3708 | 58.2864 | 97.6982 | 7.8078 | 1.4808 | 17.1083 | 30.9229 | 84.4054 | 117.715 | 8.1808 | 1.4808 | 19.0153 | 30.9229 | 84.4054 | 117.715 | 8.1808 | 1.4808 | 19.0153
U | d308d | 24.5326 | 62.1776 | 102.783 | 7.8086 | 1.4808 | 17.4808 | 30.9229 | 84.4054 | 117.715 | 8.1808 | 1.4808 | 19.0153 | 30.9229 | 84.4054 | 117.715 | 8.1808 | 1.4808 | 19.0153
U | d308e | 25.5033 | 64.3274 | 102.769 | 7.8104 | 1.4808 | 17.825 | 30.9229 | 84.4054 | 117.715 | 8.1808 | 1.4808 | 19.0153 | 30.9229 | 84.4054 | 117.715 | 8.1808 | 1.4808 | 19.0153
U | d308f | 27.0116 | 65.6751 | 105.493 | 7.814 | 1.4808 | 18.1569 | 30.9229 | 84.4054 | 117.715 | 8.1808 | 1.4808 | 19.0153 | 30.9229 | 84.4054 | 117.715 | 8.1808 | 1.4808 | 19.0153
U | d308g | 28.6231 | 70.0016 | 109.876 | 7.818 | 1.4808 | 18.5954 | 30.9229 | 84.4054 | 117.715 | 8.1808 | 1.4808 | 19.0153 | 30.9229 | 84.4054 | 117.715 | 8.1808 | 1.4808 | 19.0153
U | d308h | 29.9022 | 76.0784 | 114.259 | 7.8244 | 1.4808 | 18.865 | 30.9229 | 84.4054 | 117.715 | 8.1808 | 1.4808 | 19.0153 | 30.9229 | 84.4054 | 117.715 | 8.1808 | 1.4808 | 19.0153
U | d308i | 30.3006 | 77.5115 | 115.095 | 7.828 | 1.4808 | 18.9957 | 30.9229 | 84.4054 | 117.715 | 8.1808 | 1.4808 | 19.0153 | 30.9229 | 84.4054 | 117.715 | 8.1808 | 1.4808 | 19.0153
U | d308j | 29.8385 | 73.945 | 113.309 | 7.8254 | 1.4808 | 18.9308 | 30.9229 | 84.4054 | 117.715 | 8.1808 | 1.4808 | 19.0153 | 30.9229 | 84.4054 | 117.715 | 8.1808 | 1.4808 | 19.0153
U | d308k | 29.8506 | 71.4733 | 111.802 | 7.8255 | 1.4808 | 19.0153 | 30.9229 | 84.4054 | 117.715 | 8.1808 | 1.4808 | 19.0153 | 30.9229 | 84.4054 | 117.715 | 8.1808 | 1.4808 | 19.0153
U | d308l | 29.9482 | 71.9961 | 111.834 | 7.8263 | 1.4808 | 19.0153 | 30.9229 | 84.4054 | 117.715 | 8.1808 | 1.4808 | 19.0153 | 30.9229 | 84.4054 | 117.715 | 8.1808 | 1.4808 | 19.0153
U | d308m | 29.8214 | 71.1006 | 108.852 | 7.8247 | 1.4808 | 19.0153 | 30.9229 | 84.4054 | 117.715 | 8.1808 | 1.4808 | 19.0153 | 30.9229 | 84.4054 | 117.715 | 8.1808 | 1.4808 | 19.0153
U | d308n | 30.2637 | 76.0514 | 113.527 | 7.8267 | 1.4808 | 19.0153 | 30.9229 | 84.4054 | 117.715 | 8.1808 | 1.4808 | 19.0153 | 30.9229 | 84.4054 | 117.715 | 8.1808 | 1.4808 | 19.0153
U | d308o | 30.2633 | 76.6307 | 114.366 | 7.8273 | 1.4808 | 19.0153 | 30.9229 | 84.4054 | 117.715 | 8.1808 | 1.4808 | 19.0153 | 30.9229 | 84.4054 | 117.715 | 8.1808 | 1.4808 | 19.0153
U | d308p | 30.1476 | 76.9416 | 114.487 | 7.8264 | 1.4808 | 19.0153 | 30.9229 | 84.4054 | 117.715 | 8.1808 | 1.4808 | 19.0153 | 30.9229 | 84.4054 | 117.715 | 8.1808 | 1.4808 | 19.0153
U | d308q | 30.6732 | 81.0112 | 116.412 | 7.8296 | 1.4808 | 19.0153 | 30.9229 | 84.4054 | 117.715 | 8.1808 | 1.4808 | 19.0153 | 30.9229 | 84.4054 | 117.715 | 8.1808 | 1.4808 | 19.0153
U | d308r | 30.8229 | 82.2171 | 117.228 | 7.8308 | 1.4808 | 19.0153 | 30.9229 | 84.4054 | 117.715 | 8.1808 | 1.4808 | 19.0153 | 30.9229 | 84.4054 | 117.715 | 8.1808 | 1.4808 | 19.0153
U | d308s | 30.4556 | 80.9804 | 116.066 | 7.8252 | 1.4808 | 19.0153 | 30.9229 | 84.4054 | 117.715 | 8.1808 | 1.4808 | 19.0153 | 30.9229 | 84.4054 | 117.715 | 8.1808 | 1.4808 | 19.0153
U | d308t | 29.8152 | 76.8068 | 113.852 | 7.8215 | 1.4808 | 18.852 | 30.9229 | 84.4054 | 117.715 | 8.1808 | 1.4808 | 19.0153 | 30.9229 | 84.4054 | 117.715 | 8.1808 | 1.4808 | 19.0153
U | d308u | 28.9435 | 70.9138 | 109.904 | 7.8178 | 1.4808 | 18.6489 | 30.9229 | 84.4054 | 117.715 | 8.1808 | 1.4808 | 19.0153 | 30.9229 | 84.4054 | 117.715 | 8.1808 | 1.4808 | 19.0153
U | d308v | 28.1735 | 69.8614 | 108.481 | 7.8155 | 1.4808 | 18.2772 | 30.9229 | 84.4054 | 117.715 | 8.1808 | 1.4808 | 19.0153 | 30.9229 | 84.4054 | 117.715 | 8.1808 | 1.4808 | 19.0153
U | d308x | 26.1007 | 62.5453 | 98.0097 | 7.8107 | 1.4808 | 17.9003 | 30.9229 | 84.4054 | 117.715 | 8.1808 | 1.4808 | 19.0153 | 30.9229 | 84.4054 | 117.715 | 8.1808 | 1.4808 | 19.0153
U | d308y | 25.7904 | 61.869 | 95.1975 | 7.8101 | 1.4808 | 17.9585 | 30.9229 | 84.4054 | 117.715 | 8.1808 | 1.4808 | 19.0153 | 30.9229 | 84.4054 | 117.715 | 8.1808 | 1.4808 | 19.0153
U | d309a | 25.4719 | 60.9255 | 92.7366 | 7.8097 | 1.4808 | 17.8427 | 30.9229 | 84.4054 | 117.715 | 8.1808 | 1.4808 | 19.0153 | 30.9229 | 84.4054 | 117.715 | 8.1808 | 1.4808 | 19.0153
U | d309b | 25.4891 | 61.9173 | 94.6769 | 7.8105 | 1.4808 | 17.7637 | 30.9229 | 84.4054 | 117.715 | 8.1808 | 1.4808 | 19.0153 | 30.9229 | 84.4054 | 117.715 | 8.1808 | 1.4808 | 19.0153
U | d309c | 25.6503 | 64.2185 | 98.7937 | 7.8106 | 1.4808 | 17.7042 | 30.9229 | 84.4054 | 117.715 | 8.1808 | 1.4808 | 19.0153 | 30.9229 | 84.4054 | 117.715 | 8.1808 | 1.4808 | 19.0153
U | d309d | 25.6856 | 65.2129 | 100.311 | 7.8107 | 1.4808 | 17.7131 | 30.9229 | 84.4054 | 117.715 | 8.1808 | 1.4808 | 19.0153 | 30.9229 | 84.4054 | 117.715 | 8.1808 | 1.4808 | 19.0153
U | d309e | 25.9736 | 65.0635 | 99.4402 | 7.8119 | 1.4808 | 17.6877 | 30.9229 | 84.4054 | 117.715 | 8.1808 | 1.4808 | 19.0153 | 30.9229 | 84.4054 | 117.715 | 8.1808 | 1.4808 | 19.0153
U | d309f | 26.1432 | 65.5404 | 99.0653 | 7.8124 | 1.4808 | 17.7423 | 30.9229 | 84.4054 | 117.715 | 8.1808 | 1.4808 | 19.0153 | 30.9229 | 84.4054 | 117.715 | 8.1808 | 1.4808 | 19.0153
U | d309g | 26.9231 | 70.9286 | 105.083 | 7.8151 | 1.4808 | 18.2821 | 30.9229 | 84.4054 | 117.715 | 8.1808 | 1.4808 | 19.0153 | 30.9229 | 84.4054 | 117.715 | 8.1808 | 1.4808 | 19.0153
U | d309h | 27.9628 | 74.0193 | 108.505 | 7.819 | 1.4808 | 18.6638 | 30.9229 | 84.4054 | 117.715 | 8.1808 | 1.4808 | 19.0153 | 30.9229 | 84.4054 | 117.715 | 8.1808 | 1.4808 | 19.0153
U | d309i | 29.1758 | 76.8333 | 111.59 | 7.825 | 1.4808 | 18.8057 | 30.9229 | 84.4054 | 117.715 | 8.1808 | 1.4808 | 19.0153 | 30.9229 | 84.4054 | 117.715 | 8.1808 | 1.4808 | 19.0153
U | d309j | 28.302 | 71.4762 | 108.717 | 7.8209 | 1.4808 | 18.6659 | 30.9229 | 84.4054 | 117.715 | 8.1808 | 1.4808 | 19.0153 | 30.9229 | 84.4054 | 117.715 | 8.1808 | 1.4808 | 19.0153
U | d309k | 27.9877 | 68.2846 | 104.828 | 7.8194 | 1.4808 | 18.6082 | 30.9229 | 84.4054 | 117.715 | 8.1808 | 1.4808 | 19.0153 | 30.9229 | 84.4054 | 117.715 | 8.1808 | 1.4808 | 19.0153
U | d309l | 29.0284 | 73.0808 | 110.073 | 7.8231 | 1.4808 | 18.8532 | 30.9229 | 84.4054 | 117.715 | 8.1808 | 1.4808 | 19.0153 | 30.9229 | 84.4054 | 117.715 | 8.1808 | 1.4808 | 19.0153
U | d309m | 28.7622 | 71.7477 | 109.256 | 7.8232 | 1.4808 | 18.8378 | 30.9229 | 84.4054 | 117.715 | 8.1808 | 1.4808 | 19.0153 | 30.9229 | 84.4054 | 117.715 | 8.1808 | 1.4808 | 19.0153
U | d309n | 29.288 | 74.4643 | 112.038 | 7.8269 | 1.4808 | 19.0153 | 30.9229 | 84.4054 | 117.715 | 8.1808 | 1.4808 | 19.0153 | 30.9229 | 84.4054 | 117.715 | 8.1808 | 1.4808 | 19.0153
U | d309o | 29.5022 | 75.2659 | 112.254 | 7.8281 | 1.4808 | 19.0153 | 30.9229 | 84.4054 | 117.715 | 8.1808 | 1.4808 | 19.0153 | 30.9229 | 84.4054 | 117.715 | 8.1808 | 1.4808 | 19.0153
U | d309p | 29.3343 | 75.8108 | 112.651 | 7.8278 | 1.4808 | 19.0153 | 30.9229 | 84.4054 | 117.715 | 8.1808 | 1.4808 | 19.0153 | 30.9229 | 84.4054 | 117.715 | 8.1808 | 1.4808 | 19.0153
U | d309q | 30.2664 | 80.5654 | 115.622 | 7.8366 | 1.4808 | 19.0153 | 30.9229 | 84.4054 | 117.715 | 8.1808 | 1.4808 | 19.0153 | 30.9229 | 84.4054 | 117.715 | 8.1808 | 1.4808 | 19.0153
U | d309r | 30.1473 | 80.2696 | 115.048 | 7.8358 | 1.4808 | 19.0153 | 30.9229 | 84.4054 | 117.715 | 8.1808 | 1.4808 | 19.0153 | 30.9229 | 84.4054 | 117.715 | 8.1808 | 1.4808 | 19.0153
U | d309s | 30.305 | 81.077 | 115.379 | 7.8384 | 1.4808 | 19.0153 | 30.9229 | 84.4054 | 117.715 | 8.1808 | 1.4808 | 19.0153 | 30.9229 | 84.4054 | 117.715 | 8.1808 | 1.4808 | 19.0153
U | d309t | 29.9638 | 78.9176 | 113.859 | 7.8356 | 1.4808 | 18.8761 | 30.9229 | 84.4054 | 117.715 | 8.1808 | 1.4808 | 19.0153 | 30.9229 | 84.4054 | 117.715 | 8.1808 | 1.4808 | 19.0153
U | d309u | 30.4163 | 75.6672 | 112.101 | 7.8276 | 1.4808 | 18.3003 | 30.9229 | 84.4054 | 117.715 | 8.1808 | 1.4808 | 19.0153 | 30.9229 | 84.4054 | 117.274 | 8.1808 | 1.4808 | 19.0153
U | d309v | 28.7642 | 69.4622 | 107.102 | 7.8189 | 1.4808 | 17.7867 | 30.9229 | 84.4054 | 117.715 | 8.1808 | 1.4808 | 19.0153 | 30.9229 | 84.4054 | 117.073 | 8.1808 | 1.4808 | 19.0153
U | d309x | 28.416 | 64.8118 | 102.106 | 7.8158 | 1.4808 | 17.5796 | 30.9229 | 84.4054 | 117.715 | 8.1808 | 1.4808 | 19.0153 | 30.9229 | 84.4054 | 116.959 | 8.1808 | 1.4808 | 19.0153
U | d309y | 27.8889 | 61.7438 | 97.3842 | 7.813 | 1.4808 | 17.481 | 30.9229 | 84.4054 | 117.715 | 8.1808 | 1.4808 | 19.0153 | 30.9229 | 84.4054 | 116.917 | 8.1808 | 1.4808 | 19.0153
U | d310a | 27.8305 | 60.3997 | 95.7862 | 7.8116 | 1.4808 | 17.588 | 30.9229 | 84.4054 | 117.715 | 8.1808 | 1.4808 | 19.0153 | 30.9229 | 84.4054 | 116.897 | 8.1808 | 1.4808 | 19.0153
U | d310b | 27.7308 | 61.8499 | 98.6729 | 7.8116 | 1.4808 | 17.6193 | 30.9229 | 84.4054 | 117.715 | 8.1808 | 1.4808 | 19.0153 | 30.9229 | 84.4054 | 116.892 | 8.1808 | 1.4808 | 19.0153
U | d310c | 27.8559 | 65.2993 | 103.952 | 7.8117 | 1.4808 | 17.6781 | 30.9229 | 84.4054 | 117.715 | 8.1808 | 1.4808 | 19.0153 | 30.9229 | 84.4054 | 116.9 | 8.1808 | 1.4808 | 19.0153
U | d310d | 28.3874 | 68.9006 | 109.249 | 7.8128 | 1.4808 | 17.9515 | 30.9229 | 84.4054 | 117.715 | 8.1808 | 1.4808 | 19.0153 | 30.9229 | 84.4054 | 117.004 | 8.1808 | 1.4808 | 19.0153
U | d310e | 28.2827 | 68.3934 | 108.224 | 7.8136 | 1.4808 | 17.9988 | 30.9229 | 84.4054 | 117.715 | 8.1808 | 1.4808 | 19.0153 | 30.9229 | 84.4054 | 117.019 | 8.1808 | 1.4808 | 19.0153
U | d310f | 28.9378 | 69.9494 | 109.396 | 7.8148 | 1.4808 | 18.1668 | 30.9229 | 84.4054 | 117.715 | 8.1808 | 1.4808 | 19.0153 | 30.9229 | 84.4054 | 117.133 | 8.1808 | 1.4808 | 19.0153
U | d310g | 30.099 | 75.3391 | 113.734 | 7.8216 | 1.4808 | 18.8805 | 30.9229 | 84.4054 | 117.715 | 8.1808 | 1.4808 | 19.0153 | 30.9229 | 84.4054 | 117.325 | 8.1808 | 1.4808 | 19.0153
U | d310h | 30.7275 | 78.4955 | 115.141 | 7.8267 | 1.4808 | 19.0153 | 30.9229 | 84.4054 | 117.715 | 8.1808 | 1.4808 | 19.0153 | 30.9229 | 84.4054 | 117.715 | 8.1808 | 1.4808 | 19.0153
U | d310i | 30.9093 | 80.1516 | 115.976 | 7.8315 | 1.4808 | 19.0153 | 30.9229 | 84.4054 | 117.715 | 8.1808 | 1.4808 | 19.0153 | 30.9229 | 84.4054 | 117.715 | 8.1808 | 1.4808 | 19.0153
U | d310j | 30.9229 | 79.9631 | 116.059 | 7.8264 | 1.4808 | 19.0153 | 30.9229 | 84.4054 | 117.715 | 8.1808 | 1.4808 | 19.0153 | 30.9229 | 84.4054 | 117.715 | 8.1808 | 1.4808 | 19.0153
U | d310k | 30.7711 | 78.909 | 115.827 | 7.8229 | 1.4808 | 19.0153 | 30.9229 | 84.4054 | 117.715 | 8.1808 | 1.4808 | 19.0153 | 30.9229 | 84.4054 | 117.715 | 8.1808 | 1.4808 | 19.0153
U | d310l | 30.7741 | 78.901 | 115.823 | 7.8215 | 1.4808 | 19.0153 | 30.9229 | 84.4054 | 117.715 | 8.1808 | 1.4808 | 19.0153 | 30.9229 | 84.4054 | 117.715 | 8.1808 | 1.4808 | 19.0153
U | d310m | 30.9229 | 80.8982 | 116.172 | 7.8226 | 1.4808 | 19.0153 | 30.9229 | 84.4054 | 117.715 | 8.1808 | 1.4808 | 19.0153 | 30.9229 | 84.4054 | 117.715 | 8.1808 | 1.4808 | 19.0153
U | d310n | 30.8569 | 80.3537 | 116.143 | 7.8219 | 1.4808 | 19.0153 | 30.9229 | 84.4054 | 117.715 | 8.1808 | 1.4808 | 19.0153 | 30.9229 | 84.4054 | 117.715 | 8.1808 | 1.4808 | 19.0153
U | d310o | 30.9229 | 81.455 | 116.412 | 7.8231 | 1.4808 | 19.0153 | 30.9229 | 84.4054 | 117.715 | 8.1808 | 1.4808 | 19.0153 | 30.9229 | 84.4054 | 117.715 | 8.1808 | 1.4808 | 19.0153
U | d310p | 30.9229 | 81.2339 | 116.207 | 7.8232 | 1.4808 | 19.0153 | 30.9229 | 84.4054 | 117.715 | 8.1808 | 1.4808 | 19.0153 | 30.9229 | 84.4054 | 117.715 | 8.1808 | 1.4808 | 19.0153
U | d310q | 30.9229 | 82.175 | 116.56 | 7.8244 | 1.4808 | 19.0153 | 30.9229 | 84.4054 | 117.715 | 8.1808 | 1.4808 | 19.0153 | 30.9229 | 84.4054 | 117.715 | 8.1808 | 1.4808 | 19.0153
U | d310r | 30.8522 | 80.9977 | 116.121 | 7.8215 | 1.4808 | 19.0153 | 30.9229 | 84.4054 | 117.715 | 8.1808 | 1.4808 | 19.0153 | 30.9229 | 84.4054 | 117.715 | 8.1808 | 1.4808 | 19.0153
U | d310s | 30.7268 | 77.6052 | 115.326 | 7.8186 | 1.4808 | 19.0153 | 30.9229 | 84.4054 | 117.715 | 8.1808 | 1.4808 | 19.0153 | 30.9229 | 84.4054 | 117.715 | 8.1808 | 1.4808 | 19.0153
U | d310t | 30.6493 | 72.3341 | 114.416 | 7.8173 | 1.4808 | 19.0153 | 30.9229 | 84.4054 | 117.715 | 8.1808 | 1.4808 | 19.0153 | 30.9229 | 84.4054 | 116.925 | 8.1808 | 1.4808 | 19.0153
U | d310u | 28.8662 | 63.9393 | 111.302 | 7.8141 | 1.4808 | 19.0153 | 30.9229 | 84.4054 | 117.715 | 8.1808 | 1.4808 | 19.0153 | 30.9229 | 84.1667 | 116.274 | 8.1808 | 1.4808 | 19.0153
U | d310v | 26.4011 | 58.2321 | 106.804 | 7.8086 | 1.4808 | 18.882 | 30.9229 | 84.4054 | 117.715 | 8.1808 | 1.4808 | 19.0153 | 30.9229 | 84.0993 | 115.73 | 8.1808 | 1.4808 | 19.0153
U | d310x | 24.7516 | 49.3399 | 98.046 | 7.8055 | 1.4808 | 18.7312 | 30.9229 | 84.4054 | 117.715 | 8.1808 | 1.4808 | 19.0153 | 30.9229 | 83.9588 | 114.875 | 8.1808 | 1.4808 | 19.0153
U | d310y | 24.7909 | 48.2142 | 94.6342 | 7.8032 | 1.4808 | 18.6648 | 30.9229 | 84.4054 | 117.715 | 8.1808 | 1.4808 | 19.0153 | 30.9229 | 83.9244 | 114.485 | 8.1808 | 1.4808 | 19.0153
U | d311a | 25.0687 | 47.0271 | 91.6486 | 7.8016 | 1.4808 | 18.6249 | 30.9229 | 84.4054 | 117.715 | 8.1808 | 1.4808 | 19.0153 | 30.9229 | 83.8993 | 114.132 | 8.1808 | 1.4808 | 19.0153
U | d311b | 25.2733 | 48.2783 | 93.7591 | 7.8017 | 1.4808 | 18.6171 | 30.9229 | 84.4054 | 117.715 | 8.1808 | 1.4808 | 19.0153 | 30.9229 | 83.8908 | 114.003 | 8.1808 | 1.4808 | 19.0153
U | d311c | 25.1723 | 51.6097 | 99.202 | 7.8022 | 1.4808 | 18.6454 | 30.9229 | 84.4054 | 117.715 | 8.1808 | 1.4808 | 19.0153 | 30.9229 | 83.8907 | 114.01 | 8.1808 | 1.4808 | 19.0153
U | d311d | 24.8983 | 54.5993 | 103.695 | 7.804 | 1.4808 | 18.7451 | 30.9229 | 84.4054 | 117.715 | 8.1808 | 1.4808 | 19.0153 | 30.9229 | 83.8987 | 114.168 | 8.1808 | 1.4808 | 19.0153
U | d311e | 25.0354 | 55.9814 | 104.562 | 7.8062 | 1.4808 | 18.8098 | 30.9229 | 84.4054 | 117.715 | 8.1808 | 1.4808 | 19.0153 | 30.9229 | 83.9294 | 114.275 | 8.1808 | 1.4808 | 19.0153
U | d311f | 26.1222 | 58.6275 | 107.221 | 7.811 | 1.4808 | 18.8766 | 30.9229 | 84.4054 | 117.715 | 8.1808 | 1.4808 | 19.0153 | 30.9229 | 84.0592 | 114.993 | 8.1808 | 1.4808 | 19.0153
U | d311g | 29.4815 | 64.4356 | 111.477 | 7.8158 | 1.4808 | 19.0153 | 30.9229 | 84.4054 | 117.715 | 8.1808 | 1.4808 | 19.0153 | 30.9229 | 84.1528 | 115.91 | 8.1808 | 1.4808 | 19.0153
U | d311h | 30.6834 | 69.7697 | 114.004 | 7.8188 | 1.4808 | 19.0153 | 30.9229 | 84.4054 | 117.715 | 8.1808 | 1.4808 | 19.0153 | 30.9229 | 84.2877 | 116.3 | 8.1808 | 1.4808 | 19.0153
U | d311i | 30.6948 | 68.3776 | 113.497 | 7.8198 | 1.4808 | 19.0153 | 30.9229 | 84.4054 | 117.715 | 8.1808 | 1.4808 | 19.0153 | 30.9229 | 84.3668 | 116.518 | 8.1808 | 1.4808 | 19.0153
U | d311j | 30.6527 | 62.9325 | 110.604 | 7.8207 | 1.4808 | 19.0153 | 30.9229 | 84.4054 | 117.715 | 8.1808 | 1.4808 | 19.0153 | 30.9229 | 84.3677 | 116.637 | 8.1808 | 1.4808 | 19.0153
U | d311k | 30.4179 | 57.6632 | 105.804 | 7.8215 | 1.4808 | 19.0153 | 30.9229 | 84.4054 | 117.715 | 8.1808 | 1.4808 | 19.0153 | 30.9229 | 84.3683 | 116.77 | 8.1808 | 1.4808 | 19.0153
U | d311l | 30.6274 | 58.0206 | 105.768 | 7.8239 | 1.4808 | 19.0153 | 30.9229 | 84.4054 | 117.715 | 8.1808 | 1.4808 | 19.0153 | 30.9229 | 84.4054 | 117.065 | 8.1808 | 1.4808 | 19.0153
U | d311m | 30.6493 | 60.4793 | 111.184 | 7.8259 | 1.4808 | 19.0153 | 30.9229 | 84.4054 | 117.715 | 8.1808 | 1.4808 | 19.0153 | 30.9229 | 84.4054 | 117.715 | 8.1808 | 1.4808 | 19.0153
U | d311n | 29.6991 | 55.4345 | 108.169 | 7.8225 | 1.4808 | 19.0153 | 30.9229 | 84.4054 | 117.715 | 8.1808 | 1.4808 | 19.0153 | 30.9229 | 84.3691 | 116.881 | 8.1808 | 1.4808 | 19.0153
U | d311o | 29.9752 | 63.3699 | 115.505 | 7.8247 | 1.4808 | 19.0153 | 30.9229 | 84.4054 | 117.715 | 8.1808 | 1.4808 | 19.0153 | 30.9229 | 84.4054 | 117.157 | 8.1808 | 1.4808 | 19.0153
U | d311p | 29.3095 | 66.9704 | 115.51 | 7.8227 | 1.4808 | 19.0153 | 30.9229 | 84.4054 | 117.715 | 8.1808 | 1.4808 | 19.0153 | 30.9229 | 84.3705 | 116.952 | 8.1808 | 1.4808 | 19.0153
U | d311q | 29.7958 | 72.0245 | 116.745 | 7.824 | 1.4808 | 19.0153 | 30.9229 | 84.4054 | 117.715 | 8.1808 | 1.4808 | 19.0153 | 30.9229 | 84.4054 | 117.715 | 8.1808 | 1.4808 | 19.0153
U | d311r | 28.2257 | 68.5759 | 115.853 | 7.8215 | 1.4808 | 19.0153 | 30.9229 | 84.4054 | 117.715 | 8.1808 | 1.4808 | 19.0153 | 30.9229 | 84.3704 | 116.954 | 8.1808 | 1.4808 | 19.0153
U | d311s | 27.3768 | 66.3827 | 115.144 | 7.8198 | 1.4808 | 19.0153 | 30.9229 | 84.4054 | 117.715 | 8.1808 | 1.4808 | 19.0153 | 30.9229 | 84.3681 | 116.69 | 8.1808 | 1.4808 | 19.0153
U | d311t | 25.1884 | 59.6184 | 112.506 | 7.8165 | 1.4808 | 19.0153 | 30.9229 | 84.4054 | 117.715 | 8.1808 | 1.4808 | 19.0153 | 30.9229 | 84.0863 | 115.68 | 8.1808 | 1.4808 | 19.0153
U | d311u | 22.0593 | 51.9279 | 105.808 | 7.8116 | 1.4808 | 19.0153 | 30.9229 | 84.4054 | 117.715 | 8.1808 | 1.4808 | 19.0153 | 30.9229 | 83.7994 | 113.813 | 8.1808 | 1.4808 | 19.0153
U | d311v | 20.693 | 49.0014 | 103.982 | 7.8084 | 1.4808 | 18.8462 | 30.9229 | 84.4054 | 117.715 | 8.1808 | 1.4808 | 19.0153 | 30.9229 | 83.6942 | 112.949 | 8.1808 | 1.4808 | 19.0153
U | d311x | 18.7613 | 41.3705 | 91.982 | 7.8049 | 1.4808 | 18.5854 | 30.9229 | 84.4054 | 117.715 | 8.1808 | 1.4808 | 19.0153 | 30.9229 | 83.4686 | 109.007 | 8.1808 | 1.4808 | 19.0153
U | d311y | 17.9719 | 39.3455 | 87.561 | 7.8025 | 1.4808 | 18.4908 | 30.9229 | 84.4054 | 117.715 | 8.1808 | 1.4808 | 19.0153 | 30.9229 | 83.4056 | 107.459 | 8.1808 | 1.4808 | 19.0153
U | d312a | 17.7582 | 38.9747 | 86.9553 | 7.8002 | 1.4808 | 18.473 | 30.9229 | 84.4054 | 117.715 | 8.1808 | 1.4808 | 19.0153 | 30.9229 | 83.3624 | 106.408 | 8.1808 | 1.4808 | 19.0153
U | d312b | 17.5854 | 39.751 | 88.2238 | 7.8 | 1.4808 | 18.4391 | 30.9229 | 84.4054 | 117.715 | 8.1808 | 1.4808 | 19.0153 | 30.9229 | 83.3392 | 106.054 | 8.1808 | 1.4808 | 19.0153
U | d312c | 17.5636 | 42.9227 | 93.2841 | 7.8001 | 1.4808 | 18.422 | 30.9229 | 84.4054 | 117.715 | 8.1808 | 1.4808 | 19.0153 | 30.9229 | 83.3326 | 106.15 | 8.1808 | 1.4808 | 19.0153
U | d312d | 17.7339 | 46.3076 | 98.4663 | 7.8012 | 1.4808 | 18.5441 | 30.9229 | 84.4054 | 117.715 | 8.1808 | 1.4808 | 19.0153 | 30.9229 | 83.3364 | 106.689 | 8.1808 | 1.4808 | 19.0153
U | d312e | 18.3905 | 48.6011 | 99.2344 | 7.8021 | 1.4808 | 18.7108 | 30.9229 | 84.4054 | 117.715 | 8.1808 | 1.4808 | 19.0153 | 30.9229 | 83.3495 | 106.926 | 8.1808 | 1.4808 | 19.0153
U | d312f | 19.9695 | 52.1519 | 103.971 | 7.8077 | 1.4808 | 18.8282 | 30.9229 | 84.4054 | 117.715 | 8.1808 | 1.4808 | 19.0153 | 30.9229 | 83.3855 | 107.67 | 8.1808 | 1.4808 | 19.0153
U | d312g | 24.5042 | 59.4241 | 111.201 | 7.8147 | 1.4808 | 19.0153 | 30.9229 | 84.4054 | 117.715 | 8.1808 | 1.4808 | 19.0153 | 30.9229 | 83.5599 | 110.909 | 8.1808 | 1.4808 | 19.0153
U | d312h | 27.0508 | 65.3287 | 114.278 | 7.8186 | 1.4808 | 19.0153 | 30.9229 | 84.4054 | 117.715 | 8.1808 | 1.4808 | 19.0153 | 30.9229 | 83.7333 | 113.562 | 8.1808 | 1.4808 | 19.0153
U | d312i | 26.3466 | 61.9813 | 111.886 | 7.8189 | 1.4808 | 19.0153 | 30.9229 | 84.4054 | 117.715 | 8.1808 | 1.4808 | 19.0153 | 30.9229 | 83.7664 | 113.919 | 8.1808 | 1.4808 | 19.0153
U | d312j | 25.6691 | 57.4453 | 110.867 | 7.8187 | 1.4808 | 19.0153 | 30.9229 | 84.4054 | 117.715 | 8.1808 | 1.4808 | 19.0153 | 30.9229 | 83.7484 | 113.966 | 8.1808 | 1.4808 | 19.0153
U | d312k | 25.3196 | 54.7321 | 107.707 | 7.8181 | 1.4808 | 19.0153 | 30.9229 | 84.4054 | 117.715 | 8.1808 | 1.4808 | 19.0153 | 30.9229 | 83.7608 | 114.174 | 8.1808 | 1.4808 | 19.0153
U | d312l | 25.9434 | 55.277 | 105.977 | 7.8205 | 1.4808 | 19.0153 | 30.9229 | 84.4054 | 117.715 | 8.1808 | 1.4808 | 19.0153 | 30.9229 | 83.8412 | 114.97 | 8.1808 | 1.4808 | 19.0153
U | d312m | 25.9707 | 53.2478 | 100.941 | 7.8205 | 1.4808 | 19.0153 | 30.9229 | 84.4054 | 117.715 | 8.1808 | 1.4808 | 19.0153 | 30.9229 | 83.8531 | 115.144 | 8.1808 | 1.4808 | 19.0153
U | d312n | 26.4028 | 55.5447 | 104.628 | 7.8213 | 1.4808 | 19.0153 | 30.9229 | 84.4054 | 117.715 | 8.1808 | 1.4808 | 19.0153 | 30.9229 | 83.8842 | 115.321 | 8.1808 | 1.4808 | 19.0153
U | d312o | 26.5516 | 56.5923 | 106.958 | 7.8211 | 1.4808 | 19.0153 | 30.9229 | 84.4054 | 117.715 | 8.1808 | 1.4808 | 19.0153 | 30.9229 | 83.8576 | 115.167 | 8.1808 | 1.4808 | 19.0153
U | d312p | 26.6363 | 59.8114 | 111.648 | 7.8212 | 1.4808 | 19.0153 | 30.9229 | 84.4054 | 117.715 | 8.1808 | 1.4808 | 19.0153 | 30.9229 | 83.8601 | 115.227 | 8.1808 | 1.4808 | 19.0153
U | d312q | 28.1373 | 69.7548 | 116.771 | 7.8239 | 1.4808 | 19.0153 | 30.9229 | 84.4054 | 117.715 | 8.1808 | 1.4808 | 19.0153 | 30.9229 | 84.1266 | 116.601 | 8.1808 | 1.4808 | 19.0153
U | d312r | 26.7285 | 67.0107 | 115.522 | 7.822 | 1.4808 | 19.0153 | 30.9229 | 84.4054 | 117.715 | 8.1808 | 1.4808 | 19.0153 | 30.9229 | 83.8595 | 115.412 | 8.1808 | 1.4808 | 19.0153
U | d312s | 26.2478 | 65.3982 | 114.71 | 7.8209 | 1.4808 | 19.0153 | 30.9229 | 84.4054 | 117.715 | 8.1808 | 1.4808 | 19.0153 | 30.9229 | 83.7769 | 114.865 | 8.1808 | 1.4808 | 19.0153
U | d312t | 24.0718 | 59.1907 | 111.176 | 7.818 | 1.4808 | 19.0153 | 30.9229 | 84.4054 | 117.715 | 8.1808 | 1.4808 | 19.0153 | 30.9229 | 83.5487 | 112.346 | 8.1808 | 1.4808 | 19.0153
U | d312u | 22.5953 | 53.5307 | 106.252 | 7.8135 | 1.4808 | 19.0153 | 30.9229 | 84.4054 | 117.715 | 8.1808 | 1.4808 | 19.0153 | 30.9229 | 83.3852 | 110.24 | 8.1808 | 1.4808 | 19.0153
U | d312v | 20.1214 | 47.1702 | 100.075 | 7.8087 | 1.4808 | 18.8206 | 30.9229 | 84.4054 | 117.715 | 8.1808 | 1.4808 | 19.0153 | 30.9229 | 83.2211 | 107.168 | 8.1808 | 1.4808 | 19.0153
U | d312x | 18.6603 | 40.9649 | 89.6698 | 7.8058 | 1.4808 | 18.7099 | 30.9229 | 84.4054 | 117.715 | 8.1808 | 1.4808 | 19.0153 | 30.9229 | 83.1472 | 104.192 | 8.1808 | 1.4808 | 19.0153
U | d312y | 18.1403 | 39.3505 | 86.447 | 7.8034 | 1.4808 | 18.6821 | 30.9229 | 84.4054 | 117.715 | 8.1808 | 1.4808 | 19.0153 | 30.9229 | 83.099 | 101.992 | 8.1808 | 1.4808 | 19.0153
U | d313a | 17.6953 | 37.8158 | 83.7282 | 7.8014 | 1.4808 | 18.6745 | 30.9229 | 84.4054 | 117.715 | 8.1808 | 1.4808 | 19.0153 | 30.9229 | 83.0518 | 99.8636 | 8.1808 | 1.4808 | 19.0153
U | d313b | 17.5775 | 38.9172 | 85.2696 | 7.8019 | 1.4808 | 18.6587 | 30.9229 | 84.4054 | 117.715 | 8.1808 | 1.4808 | 19.0153 | 30.9229 | 83.047 | 100.264 | 8.1808 | 1.4808 | 19.0153
U | d313c | 17.9526 | 42.6096 | 90.8026 | 7.8032 | 1.4808 | 18.7043 | 30.9229 | 84.4054 | 117.715 | 8.1808 | 1.4808 | 19.0153 | 30.9229 | 83.0715 | 102.287 | 8.1808 | 1.4808 | 19.0153
U | d313d | 18.1158 | 45.387 | 95.1988 | 7.8047 | 1.4808 | 18.7709 | 30.9229 | 84.4054 | 117.715 | 8.1808 | 1.4808 | 19.0153 | 30.9229 | 83.0816 | 102.786 | 8.1808 | 1.4808 | 19.0153
U | d313e | 18.8555 | 47.4348 | 95.8077 | 7.8052 | 1.4808 | 18.8114 | 30.9229 | 84.4054 | 117.715 | 8.1808 | 1.4808 | 19.0153 | 30.9229 | 83.1001 | 103.019 | 8.1808 | 1.4808 | 19.0153
U | d313f | 20.7186 | 51.5833 | 102.009 | 7.8115 | 1.4808 | 18.9182 | 30.9229 | 84.4054 | 117.715 | 8.1808 | 1.4808 | 19.0153 | 30.9229 | 83.1638 | 104.781 | 8.1808 | 1.4808 | 19.0153
U | d313g | 26.7126 | 61.5094 | 111.961 | 7.82 | 1.4808 | 19.0153 | 30.9229 | 84.4054 | 117.715 | 8.1808 | 1.4808 | 19.0153 | 30.9229 | 83.4493 | 110.665 | 8.1808 | 1.4808 | 19.0153
U | d313h | 28.2793 | 65.414 | 114.158 | 7.8257 | 1.4808 | 19.0153 | 30.9229 | 84.4054 | 117.715 | 8.1808 | 1.4808 | 19.0153 | 30.9229 | 83.6385 | 113.287 | 8.1808 | 1.4808 | 19.0153
U | d313i | 27.762 | 64.1152 | 113.215 | 7.8262 | 1.4808 | 19.0153 | 30.9229 | 84.4054 | 117.715 | 8.1808 | 1.4808 | 19.0153 | 30.9229 | 83.7345 | 114.167 | 8.1808 | 1.4808 | 19.0153
U | d313j | 26.3959 | 59.2674 | 110.372 | 7.8235 | 1.4808 | 19.0153 | 30.9229 | 84.4054 | 117.715 | 8.1808 | 1.4808 | 19.0153 | 30.9229 | 83.6457 | 113.3 | 8.1808 | 1.4808 | 19.0153
U | d313k | 26.0464 | 58.1156 | 111.572 | 7.8244 | 1.4808 | 19.0153 | 30.9229 | 84.4054 | 117.715 | 8.1808 | 1.4808 | 19.0153 | 30.9229 | 83.6425 | 113.143 | 8.1808 | 1.4808 | 19.0153
U | d313l | 25.9295 | 57.1199 | 108.957 | 7.8258 | 1.4808 | 19.0153 | 30.9229 | 84.4054 | 117.715 | 8.1808 | 1.4808 | 19.0153 | 30.9229 | 83.6913 | 113.672 | 8.1808 | 1.4808 | 19.0153
U | d313m | 26.2108 | 56.3948 | 106.169 | 7.828 | 1.4808 | 19.0153 | 30.9229 | 84.4054 | 117.715 | 8.1808 | 1.4808 | 19.0153 | 30.9229 | 83.7418 | 114.227 | 8.1808 | 1.4808 | 19.0153
U | d313n | 26.306 | 55.6424 | 106.154 | 7.8297 | 1.4808 | 19.0153 | 30.9229 | 84.4054 | 117.715 | 8.1808 | 1.4808 | 19.0153 | 30.9229 | 83.756 | 114.381 | 8.1808 | 1.4808 | 19.0153
U | d313o | 26.5178 | 56.2983 | 105.871 | 7.8305 | 1.4808 | 19.0153 | 30.9229 | 84.4054 | 117.715 | 8.1808 | 1.4808 | 19.0153 | 30.9229 | 83.7554 | 114.381 | 8.1808 | 1.4808 | 19.0153
U | d313p | 27.942 | 63.7363 | 113.29 | 7.8354 | 1.4808 | 19.0153 | 30.9229 | 84.4054 | 117.715 | 8.1808 | 1.4808 | 19.0153 | 30.9229 | 83.9293 | 115.509 | 8.1808 | 1.4808 | 19.0153
U | d313q | 28.0076 | 65.609 | 114.72 | 7.8321 | 1.4808 | 19.0153 | 30.9229 | 84.4054 | 117.715 | 8.1808 | 1.4808 | 19.0153 | 30.9229 | 83.8951 | 115.412 | 8.1808 | 1.4808 | 19.0153
U | d313r | 28.5996 | 69.2186 | 116.39 | 7.8318 | 1.4808 | 19.0153 | 30.9229 | 84.4054 | 117.715 | 8.1808 | 1.4808 | 19.0153 | 30.9229 | 83.9369 | 115.575 | 8.1808 | 1.4808 | 19.0153
U | d313s | 27.3879 | 66.296 | 115.627 | 7.8238 | 1.4808 | 19.0153 | 30.9229 | 84.4054 | 117.715 | 8.1808 | 1.4808 | 19.0153 | 30.9229 | 83.7274 | 114.207 | 8.1808 | 1.4808 | 19.0153
U | d313t | 26.291 | 61.4995 | 114.158 | 7.8209 | 1.4808 | 19.0153 | 30.9229 | 84.4054 | 117.715 | 8.1808 | 1.4808 | 19.0153 | 30.9229 | 83.5598 | 111.774 | 8.1808 | 1.4808 | 19.0153
U | d313u | 24.28 | 55.9646 | 111.483 | 7.8164 | 1.4808 | 19.0153 | 30.9229 | 84.4054 | 117.715 | 8.1808 | 1.4808 | 19.0153 | 30.9229 | 83.4356 | 109.957 | 8.1808 | 1.4808 | 19.0153
U | d313v | 21.0361 | 48.9248 | 106.312 | 7.811 | 1.4808 | 18.8475 | 30.9229 | 84.4054 | 117.715 | 8.1808 | 1.4808 | 19.0153 | 30.9229 | 83.2678 | 106.901 | 8.1808 | 1.4808 | 19.0153
U | d313x | 19.6674 | 45.3875 | 99.5603 | 7.8093 | 1.4808 | 18.7845 | 30.9229 | 84.4054 | 117.715 | 8.1808 | 1.4808 | 19.0153 | 30.9229 | 83.262 | 106.336 | 8.1808 | 1.4808 | 19.0153
U | d313y | 18.6167 | 42.8851 | 93.9043 | 7.8064 | 1.4808 | 18.7272 | 30.9229 | 84.4054 | 117.715 | 8.1808 | 1.4808 | 19.0153 | 30.9229 | 83.1945 | 103.575 | 8.1808 | 1.4808 | 19.0153
U | d314a | 18.3355 | 43.1332 | 92.6799 | 7.804 | 1.4808 | 18.7381 | 30.9229 | 84.4054 | 117.715 | 8.1808 | 1.4808 | 19.0153 | 30.9229 | 83.1685 | 102.304 | 8.1808 | 1.4808 | 19.0153
U | d314b | 18.3104 | 45.8336 | 95.0352 | 7.8041 | 1.4808 | 18.7203 | 30.9229 | 84.4054 | 117.715 | 8.1808 | 1.4808 | 19.0153 | 30.9229 | 83.1951 | 103.894 | 8.1808 | 1.4808 | 19.0153
U | d314c | 18.2303 | 49.8299 | 99.0987 | 7.8042 | 1.4808 | 18.7152 | 30.9229 | 84.4054 | 117.715 | 8.1808 | 1.4808 | 19.0153 | 30.9229 | 83.2429 | 106.043 | 8.1808 | 1.4808 | 19.0153
U | d314d | 18.3898 | 53.8398 | 103.443 | 7.8053 | 1.4808 | 18.7719 | 30.9229 | 84.4054 | 117.715 | 8.1808 | 1.4808 | 19.0153 | 30.9229 | 83.3224 | 108.581 | 8.1808 | 1.4808 | 19.0153
U | d314e | 19.5053 | 57.5047 | 105.262 | 7.8081 | 1.4808 | 18.8164 | 30.9229 | 84.4054 | 117.715 | 8.1808 | 1.4808 | 19.0153 | 30.9229 | 83.5152 | 110.87 | 8.1808 | 1.4808 | 19.0153
U | d314f | 21.3884 | 63.4822 | 110.161 | 7.8129 | 1.4808 | 19.0063 | 30.9229 | 84.4054 | 117.715 | 8.1808 | 1.4808 | 19.0153 | 30.9229 | 83.8414 | 114.159 | 8.1808 | 1.4808 | 19.0153
U | d314g | 26.1452 | 72.4919 | 114.208 | 7.819 | 1.4808 | 19.0153 | 30.9229 | 84.4054 | 117.715 | 8.1808 | 1.4808 | 19.0153 | 30.9229 | 84.3062 | 115.841 | 8.1808 | 1.4808 | 19.0153
U | d314h | 28.2871 | 78.3655 | 116.113 | 7.8261 | 1.4808 | 19.0153 | 30.9229 | 84.4054 | 117.715 | 8.1808 | 1.4808 | 19.0153 | 30.9229 | 84.4054 | 116.678 | 8.1808 | 1.4808 | 19.0153
U | d314i | 28.0662 | 77.335 | 115.21 | 7.826 | 1.4808 | 19.0153 | 30.9229 | 84.4054 | 117.715 | 8.1808 | 1.4808 | 19.0153 | 30.9229 | 84.4054 | 116.737 | 8.1808 | 1.4808 | 19.0153
U | d314j | 26.9192 | 72.6972 | 112.453 | 7.824 | 1.4808 | 19.0153 | 30.9229 | 84.4054 | 117.715 | 8.1808 | 1.4808 | 19.0153 | 30.9229 | 84.4054 | 116.569 | 8.1808 | 1.4808 | 19.0153
U | d314k | 27.2873 | 70.4764 | 110.742 | 7.8256 | 1.4808 | 19.0153 | 30.9229 | 84.4054 | 117.715 | 8.1808 | 1.4808 | 19.0153 | 30.9229 | 84.4054 | 116.673 | 8.1808 | 1.4808 | 19.0153
U | d314l | 26.847 | 67.463 | 107.492 | 7.8245 | 1.4808 | 19.0153 | 30.9229 | 84.4054 | 117.715 | 8.1808 | 1.4808 | 19.0153 | 30.9229 | 84.4054 | 116.595 | 8.1808 | 1.4808 | 19.0153
U | d314m | 27.1146 | 67.8953 | 108.659 | 7.8251 | 1.4808 | 19.0153 | 30.9229 | 84.4054 | 117.715 | 8.1808 | 1.4808 | 19.0153 | 30.9229 | 84.4054 | 116.655 | 8.1808 | 1.4808 | 19.0153
U | d314n | 27.2884 | 70.7935 | 111.291 | 7.824 | 1.4808 | 19.0153 | 30.9229 | 84.4054 | 117.715 | 8.1808 | 1.4808 | 19.0153 | 30.9229 | 84.4054 | 116.602 | 8.1808 | 1.4808 | 19.0153
U | d314o | 27.893 | 73.8444 | 113.187 | 7.8246 | 1.4808 | 19.0153 | 30.9229 | 84.4054 | 117.715 | 8.1808 | 1.4808 | 19.0153 | 30.9229 | 84.4054 | 116.629 | 8.1808 | 1.4808 | 19.0153
U | d314p | 28.5761 | 77.994 | 114.703 | 7.8246 | 1.4808 | 19.0153 | 30.9229 | 84.4054 | 117.715 | 8.1808 | 1.4808 | 19.0153 | 30.9229 | 84.4054 | 116.737 | 8.1808 | 1.4808 | 19.0153
U | d314q | 29.4222 | 81.51 | 116.55 | 7.8246 | 1.4808 | 19.0153 | 30.9229 | 84.4054 | 117.715 | 8.1808 | 1.4808 | 19.0153 | 30.9229 | 84.4054 | 117.498 | 8.1808 | 1.4808 | 19.0153
U | d314r | 29.3306 | 81.9835 | 116.797 | 7.8232 | 1.4808 | 19.0153 | 30.9229 | 84.4054 | 117.715 | 8.1808 | 1.4808 | 19.0153 | 30.9229 | 84.4054 | 116.96 | 8.1808 | 1.4808 | 19.0153
U | d314s | 27.8372 | 80.4247 | 115.879 | 7.8185 | 1.4808 | 19.0153 | 30.9229 | 84.4054 | 117.715 | 8.1808 | 1.4808 | 19.0153 | 30.9229 | 84.4054 | 116.311 | 8.1808 | 1.4808 | 19.0153
U | d314t | 25.8698 | 78.9748 | 115.084 | 7.8176 | 1.4808 | 19.0153 | 30.9229 | 84.4054 | 117.715 | 8.1808 | 1.4808 | 19.0153 | 30.9229 | 84.2909 | 115.826 | 8.1808 | 1.4808 | 19.0153
U | d314u | 22.8494 | 69.4347 | 109.953 | 7.8116 | 1.4808 | 18.648 | 30.9229 | 84.4054 | 117.715 | 8.1808 | 1.4808 | 19.0153 | 30.9229 | 83.9919 | 113.759 | 8.1808 | 1.4808 | 19.0153
U | d314v | 22.2211 | 66.1313 | 107.527 | 7.8102 | 1.4808 | 18.3616 | 30.9229 | 84.4054 | 117.715 | 8.1808 | 1.4808 | 19.0153 | 30.9229 | 83.9209 | 112.685 | 8.1808 | 1.4808 | 19.0153
U | d314x | 21.0758 | 59.4442 | 98.4368 | 7.8089 | 1.4808 | 18.0359 | 30.9229 | 84.4054 | 117.715 | 8.1808 | 1.4808 | 19.0153 | 30.9229 | 83.4917 | 107.966 | 8.1808 | 1.4808 | 19.0153
U | d314y | 20.4935 | 56.9231 | 93.7056 | 7.8072 | 1.4808 | 17.879 | 30.9229 | 84.4054 | 117.715 | 8.1808 | 1.4808 | 19.0153 | 30.9229 | 83.437 | 106.104 | 8.1808 | 1.4808 | 19.0153
U | d315a | 20.2785 | 55.3663 | 91.4433 | 7.807 | 1.4808 | 17.8239 | 30.9229 | 84.4054 | 117.715 | 8.1808 | 1.4808 | 19.0153 | 30.9229 | 83.4037 | 104.398 | 8.1808 | 1.4808 | 19.0153
U | d315b | 20.6497 | 56.7315 | 93.509 | 7.8075 | 1.4808 | 17.6931 | 30.9229 | 84.4054 | 117.715 | 8.1808 | 1.4808 | 19.0153 | 30.9229 | 83.4242 | 105.366 | 8.1808 | 1.4808 | 19.0153
U | d315c | 21.0023 | 59.9744 | 97.7113 | 7.8079 | 1.4808 | 17.6353 | 30.9229 | 84.4054 | 117.715 | 8.1808 | 1.4808 | 19.0153 | 30.9229 | 83.4613 | 106.902 | 8.1808 | 1.4808 | 19.0153
U | d315d | 21.7432 | 62.8785 | 102.355 | 7.8093 | 1.4808 | 17.7742 | 30.9229 | 84.4054 | 117.715 | 8.1808 | 1.4808 | 19.0153 | 30.9229 | 83.5329 | 108.464 | 8.1808 | 1.4808 | 19.0153
U | d315e | 23.5531 | 64.8146 | 103.61 | 7.8113 | 1.4808 | 18.1208 | 30.9229 | 84.4054 | 117.715 | 8.1808 | 1.4808 | 19.0153 | 30.9229 | 83.7483 | 110.762 | 8.1808 | 1.4808 | 19.0153
U | d315f | 25.6807 | 67.847 | 107.731 | 7.8155 | 1.4808 | 18.3935 | 30.9229 | 84.4054 | 117.715 | 8.1808 | 1.4808 | 19.0153 | 30.9229 | 83.975 | 113.344 | 8.1808 | 1.4808 | 19.0153
U | d315g | 28.4143 | 74.4927 | 112.572 | 7.8199 | 1.4808 | 18.6437 | 30.9229 | 84.4054 | 117.715 | 8.1808 | 1.4808 | 19.0153 | 30.9229 | 84.0716 | 115.162 | 8.1808 | 1.4808 | 19.0153
U | d315h | 30.2648 | 79.1535 | 114.92 | 7.8249 | 1.4808 | 18.7708 | 30.9229 | 84.4054 | 117.715 | 8.1808 | 1.4808 | 19.0153 | 30.9229 | 84.1282 | 115.885 | 8.1808 | 1.4808 | 19.0153
U | d315i | 30.5004 | 79.3162 | 115.224 | 7.8269 | 1.4808 | 18.8286 | 30.9229 | 84.4054 | 117.715 | 8.1808 | 1.4808 | 19.0153 | 30.9229 | 84.1394 | 115.972 | 8.1808 | 1.4808 | 19.0153
U | d315j | 30.1716 | 76.1472 | 114.28 | 7.8259 | 1.4808 | 18.832 | 30.9229 | 84.4054 | 117.715 | 8.1808 | 1.4808 | 19.0153 | 30.9229 | 84.1317 | 115.828 | 8.1808 | 1.4808 | 19.0153
U | d315k | 30.5095 | 76.9309 | 114.689 | 7.8279 | 1.4808 | 19.0035 | 30.9229 | 84.4054 | 117.715 | 8.1808 | 1.4808 | 19.0153 | 30.9229 | 84.1437 | 116.031 | 8.1808 | 1.4808 | 19.0153
U | d315l | 30.7209 | 78.5133 | 115.126 | 7.8304 | 1.4808 | 19.0153 | 30.9229 | 84.4054 | 117.715 | 8.1808 | 1.4808 | 19.0153 | 30.9229 | 84.16 | 116.21 | 8.1808 | 1.4808 | 19.0153
U | d315m | 30.7161 | 77.3578 | 114.54 | 7.8294 | 1.4808 | 19.0153 | 30.9229 | 84.4054 | 117.715 | 8.1808 | 1.4808 | 19.0153 | 30.9229 | 84.162 | 116.234 | 8.1808 | 1.4808 | 19.0153
U | d315n | 30.7685 | 79.5083 | 115.442 | 7.8301 | 1.4808 | 19.0153 | 30.9229 | 84.4054 | 117.715 | 8.1808 | 1.4808 | 19.0153 | 30.9229 | 84.1915 | 116.413 | 8.1808 | 1.4808 | 19.0153
U | d315o | 30.7554 | 79.4619 | 115.268 | 7.828 | 1.4808 | 19.0153 | 30.9229 | 84.4054 | 117.715 | 8.1808 | 1.4808 | 19.0153 | 30.9229 | 84.1893 | 116.419 | 8.1808 | 1.4808 | 19.0153
U | d315p | 30.7409 | 79.5871 | 115.388 | 7.8257 | 1.4808 | 19.0153 | 30.9229 | 84.4054 | 117.715 | 8.1808 | 1.4808 | 19.0153 | 30.9229 | 84.1736 | 116.341 | 8.1808 | 1.4808 | 19.0153
U | d315q | 30.9229 | 82.3483 | 116.488 | 7.8276 | 1.4808 | 19.0153 | 30.9229 | 84.4054 | 117.715 | 8.1808 | 1.4808 | 19.0153 | 30.9229 | 84.4054 | 117.11 | 8.1808 | 1.4808 | 19.0153
U | d315r | 30.8211 | 82.2996 | 116.34 | 7.8264 | 1.4808 | 19.0153 | 30.9229 | 84.4054 | 117.715 | 8.1808 | 1.4808 | 19.0153 | 30.9229 | 84.2308 | 116.608 | 8.1808 | 1.4808 | 19.0153
U | d315s | 30.7217 | 81.1523 | 115.707 | 7.8239 | 1.4808 | 19.0153 | 30.9229 | 84.4054 | 117.715 | 8.1808 | 1.4808 | 19.0153 | 30.9229 | 84.145 | 116.149 | 8.1808 | 1.4808 | 19.0153
U | d315t | 30.5943 | 77.8546 | 114.104 | 7.8215 | 1.4808 | 18.8195 | 30.9229 | 84.4054 | 117.715 | 8.1808 | 1.4808 | 19.0153 | 30.9229 | 84.0874 | 115.471 | 8.1808 | 1.4808 | 19.0153
U | d315u | 29.8297 | 70.9223 | 109.176 | 7.818 | 1.4808 | 18.7025 | 30.9229 | 84.4054 | 117.715 | 8.1808 | 1.4808 | 19.0153 | 30.9229 | 83.9944 | 113.929 | 8.1808 | 1.4808 | 19.0153
U | d315v | 29.2791 | 68.3496 | 107.207 | 7.8158 | 1.4808 | 18.6547 | 30.9229 | 84.4054 | 117.715 | 8.1808 | 1.4808 | 19.0153 | 30.9229 | 83.9449 | 113.323 | 8.1808 | 1.4808 | 19.0153
U | d315x | 27.7305 | 61.9824 | 96.2243 | 7.8129 | 1.4808 | 18.4201 | 30.9229 | 84.4054 | 117.715 | 8.1808 | 1.4808 | 19.0153 | 30.9229 | 83.6024 | 109.35 | 8.1808 | 1.4808 | 19.0153
U | d315y | 27.8944 | 62.4174 | 94.8947 | 7.8118 | 1.4808 | 18.4794 | 30.9229 | 84.4054 | 117.715 | 8.1808 | 1.4808 | 19.0153 | 30.9229 | 83.6075 | 109.47 | 8.1808 | 1.4808 | 19.0153
U | d316a | 27.2151 | 58.8888 | 88.7746 | 7.8097 | 1.4808 | 18.371 | 30.9229 | 84.4054 | 117.715 | 8.1808 | 1.4808 | 19.0153 | 30.9229 | 83.5482 | 107.044 | 8.1808 | 1.4808 | 19.0153
U | d316b | 27.1583 | 59.9596 | 90.4317 | 7.8097 | 1.4808 | 18.2682 | 30.9229 | 84.4054 | 117.715 | 8.1808 | 1.4808 | 19.0153 | 30.9229 | 83.5646 | 108.024 | 8.1808 | 1.4808 | 19.0153
U | d316c | 27.2514 | 62.604 | 94.2153 | 7.8104 | 1.4808 | 18.2457 | 30.9229 | 84.4054 | 117.715 | 8.1808 | 1.4808 | 19.0153 | 30.9229 | 83.6039 | 110.126 | 8.1808 | 1.4808 | 19.0153
U | d316d | 27.0959 | 64.1732 | 96.0301 | 7.8096 | 1.4808 | 18.279 | 30.9229 | 84.4054 | 117.715 | 8.1808 | 1.4808 | 19.0153 | 30.9229 | 83.6836 | 111.936 | 8.1808 | 1.4808 | 19.0153
U | d316e | 27.2226 | 64.5667 | 95.3746 | 7.8114 | 1.4808 | 18.2571 | 30.9229 | 84.4054 | 117.715 | 8.1808 | 1.4808 | 19.0153 | 30.9229 | 83.8574 | 112.931 | 8.1808 | 1.4808 | 19.0153
U | d316f | 27.2118 | 66.4036 | 96.6338 | 7.8114 | 1.4808 | 18.3384 | 30.9229 | 84.4054 | 117.715 | 8.1808 | 1.4808 | 19.0153 | 30.9229 | 84.0085 | 114.606 | 8.1808 | 1.4808 | 19.0153
U | d316g | 28.5116 | 71.3247 | 102.194 | 7.8135 | 1.4808 | 18.6096 | 30.9229 | 84.4054 | 117.715 | 8.1808 | 1.4808 | 19.0153 | 30.9229 | 84.1065 | 115.737 | 8.1808 | 1.4808 | 19.0153
U | d316h | 29.838 | 74.3809 | 105.385 | 7.8176 | 1.4808 | 18.7415 | 30.9229 | 84.4054 | 117.715 | 8.1808 | 1.4808 | 19.0153 | 30.9229 | 84.1568 | 116.198 | 8.1808 | 1.4808 | 19.0153
U | d316i | 29.6639 | 72.0672 | 101.591 | 7.8176 | 1.4808 | 18.7036 | 30.9229 | 84.4054 | 117.715 | 8.1808 | 1.4808 | 19.0153 | 30.9229 | 84.1604 | 116.153 | 8.1808 | 1.4808 | 19.0153
U | d316j | 29.5568 | 68.1159 | 96.7072 | 7.8176 | 1.4808 | 18.6927 | 30.9229 | 84.4054 | 117.715 | 8.1808 | 1.4808 | 19.0153 | 30.9229 | 84.1635 | 116.137 | 8.1808 | 1.4808 | 19.0153
U | d316k | 29.8771 | 67.2197 | 95.1999 | 7.8186 | 1.4808 | 18.7958 | 30.9229 | 84.4054 | 117.715 | 8.1808 | 1.4808 | 19.0153 | 30.9229 | 84.1779 | 116.353 | 8.1808 | 1.4808 | 19.0153
U | d316l | 30.0131 | 66.2318 | 98.1028 | 7.8196 | 1.4808 | 18.8354 | 30.9229 | 84.4054 | 117.715 | 8.1808 | 1.4808 | 19.0153 | 30.9229 | 84.1825 | 116.411 | 8.1808 | 1.4808 | 19.0153
U | d316m | 30.0404 | 66.6681 | 100.218 | 7.8204 | 1.4808 | 18.8681 | 30.9229 | 84.4054 | 117.715 | 8.1808 | 1.4808 | 19.0153 | 30.9229 | 84.1847 | 116.429 | 8.1808 | 1.4808 | 19.0153
U | d316n | 30.2099 | 68.0511 | 103.176 | 7.8215 | 1.4808 | 18.9898 | 30.9229 | 84.4054 | 117.715 | 8.1808 | 1.4808 | 19.0153 | 30.9229 | 84.1891 | 116.491 | 8.1808 | 1.4808 | 19.0153
U | d316o | 30.5981 | 70.2558 | 107.17 | 7.8231 | 1.4808 | 19.0153 | 30.9229 | 84.4054 | 117.715 | 8.1808 | 1.4808 | 19.0153 | 30.9229 | 84.2029 | 116.596 | 8.1808 | 1.4808 | 19.0153
U | d316p | 30.725 | 72.8903 | 108.195 | 7.8263 | 1.4808 | 19.0153 | 30.9229 | 84.4054 | 117.715 | 8.1808 | 1.4808 | 19.0153 | 30.9229 | 84.2888 | 116.813 | 8.1808 | 1.4808 | 19.0153
U | d316q | 30.7416 | 73.6239 | 109.924 | 7.8283 | 1.4808 | 19.0153 | 30.9229 | 84.4054 | 117.715 | 8.1808 | 1.4808 | 19.0153 | 30.9229 | 84.4054 | 117.037 | 8.1808 | 1.4808 | 19.0153
U | d316r | 30.8037 | 74.3772 | 111.937 | 7.8313 | 1.4808 | 19.0153 | 30.9229 | 84.4054 | 117.715 | 8.1808 | 1.4808 | 19.0153 | 30.9229 | 84.4054 | 117.715 | 8.1808 | 1.4808 | 19.0153
U | d316s | 30.7276 | 70.4523 | 110.658 | 7.8282 | 1.4808 | 19.0153 | 30.9229 | 84.4054 | 117.715 | 8.1808 | 1.4808 | 19.0153 | 30.9229 | 84.2142 | 116.703 | 8.1808 | 1.4808 | 19.0153
U | d316t | 29.889 | 62.6737 | 105.428 | 7.8256 | 1.4808 | 18.9955 | 30.9229 | 84.4054 | 117.715 | 8.1808 | 1.4808 | 19.0153 | 30.9229 | 84.1523 | 116.209 | 8.1808 | 1.4808 | 19.0153
U | d316u | 28.64 | 56.4989 | 99.6596 | 7.8239 | 1.4808 | 18.7293 | 30.9229 | 84.4054 | 117.715 | 8.1808 | 1.4808 | 19.0153 | 30.9229 | 84.097 | 115.528 | 8.1808 | 1.4808 | 19.0153
U | d316v | 26.9598 | 50.7948 | 93.3045 | 7.8188 | 1.4808 | 18.5106 | 30.9229 | 84.4054 | 117.715 | 8.1808 | 1.4808 | 19.0153 | 30.9229 | 84.0059 | 114.298 | 8.1808 | 1.4808 | 19.0153
U | d316x | 26.8306 | 46.6373 | 88.0806 | 7.8177 | 1.4808 | 18.3478 | 30.9229 | 84.4054 | 117.715 | 8.1808 | 1.4808 | 19.0153 | 30.9229 | 83.7259 | 112.102 | 8.1808 | 1.4808 | 19.0153
U | d316y | 26.1351 | 43.9983 | 83.1881 | 7.815 | 1.4808 | 18.332 | 30.9229 | 84.4054 | 117.715 | 8.1808 | 1.4808 | 19.0153 | 30.9229 | 83.668 | 110.488 | 8.1808 | 1.4808 | 19.0153
U | d317a | 25.6813 | 42.5312 | 81.1049 | 7.8138 | 1.4808 | 18.3397 | 30.9229 | 84.4054 | 117.715 | 8.1808 | 1.4808 | 19.0153 | 30.9229 | 83.6418 | 109.572 | 8.1808 | 1.4808 | 19.0153
U | d317b | 25.6198 | 44.0769 | 83.6946 | 7.8144 | 1.4808 | 18.3502 | 30.9229 | 84.4054 | 117.715 | 8.1808 | 1.4808 | 19.0153 | 30.9229 | 83.6597 | 110.522 | 8.1808 | 1.4808 | 19.0153
U | d317c | 25.6266 | 48.0774 | 90.7482 | 7.8156 | 1.4808 | 18.3977 | 30.9229 | 84.4054 | 117.715 | 8.1808 | 1.4808 | 19.0153 | 30.9229 | 83.7293 | 112.944 | 8.1808 | 1.4808 | 19.0153
U | d317d | 25.1215 | 49.4329 | 92.6423 | 7.8147 | 1.4808 | 18.5169 | 30.9229 | 84.4054 | 117.715 | 8.1808 | 1.4808 | 19.0153 | 30.9229 | 83.8181 | 114.076 | 8.1808 | 1.4808 | 19.0153
U | d317e | 25.1875 | 50.3505 | 93.5923 | 7.8172 | 1.4808 | 18.6556 | 30.9229 | 84.4054 | 117.715 | 8.1808 | 1.4808 | 19.0153 | 30.9229 | 84.0087 | 114.936 | 8.1808 | 1.4808 | 19.0153
U | d317f | 24.7179 | 53.0082 | 96.2649 | 7.8183 | 1.4808 | 18.7687 | 30.9229 | 84.4054 | 117.715 | 8.1808 | 1.4808 | 19.0153 | 30.9229 | 84.1016 | 115.956 | 8.1808 | 1.4808 | 19.0153
U | d317g | 27.6611 | 57.0334 | 101.329 | 7.8233 | 1.4808 | 19.0153 | 30.9229 | 84.4054 | 117.715 | 8.1808 | 1.4808 | 19.0153 | 30.9229 | 84.2993 | 116.897 | 8.1808 | 1.4808 | 19.0153
U | d317h | 29.6539 | 59.5672 | 103.178 | 7.8312 | 1.4808 | 19.0153 | 30.9229 | 84.4054 | 117.715 | 8.1808 | 1.4808 | 19.0153 | 30.9229 | 84.4054 | 117.715 | 8.1808 | 1.4808 | 19.0153
U | d317i | 29.5764 | 58.8888 | 102.648 | 7.8332 | 1.4808 | 19.0153 | 30.9229 | 84.4054 | 117.715 | 8.1808 | 1.4808 | 19.0153 | 30.9229 | 84.4054 | 117.715 | 8.1808 | 1.4808 | 19.0153
U | d317j | 29.638 | 56.4898 | 100.14 | 7.8362 | 1.4808 | 19.0153 | 30.9229 | 84.4054 | 117.715 | 8.1808 | 1.4808 | 19.0153 | 30.9229 | 84.4054 | 117.715 | 8.1808 | 1.4808 | 19.0153
U | d317k | 30.0776 | 54.551 | 99.1836 | 7.8406 | 1.4808 | 19.0153 | 30.9229 | 84.4054 | 117.715 | 8.1808 | 1.4808 | 19.0153 | 30.9229 | 84.4054 | 117.715 | 8.1808 | 1.4808 | 19.0153
U | d317l | 30.1719 | 53.0584 | 101.591 | 7.8422 | 1.4808 | 19.0153 | 30.9229 | 84.4054 | 117.715 | 8.1808 | 1.4808 | 19.0153 | 30.9229 | 84.4054 | 117.715 | 8.1808 | 1.4808 | 19.0153
U | d317m | 30.5665 | 55.3794 | 107.468 | 7.8457 | 1.4808 | 19.0153 | 30.9229 | 84.4054 | 117.715 | 8.1808 | 1.4808 | 19.0153 | 30.9229 | 84.4054 | 117.715 | 8.1808 | 1.4808 | 19.0153
U | d317n | 30.5665 | 56.9578 | 110.358 | 7.8475 | 1.4808 | 19.0153 | 30.9229 | 84.4054 | 117.715 | 8.1808 | 1.4808 | 19.0153 | 30.9229 | 84.4054 | 117.715 | 8.1808 | 1.4808 | 19.0153
U | d317o | 30.4693 | 59.0445 | 109.399 | 7.8455 | 1.4808 | 19.0153 | 30.9229 | 84.4054 | 117.715 | 8.1808 | 1.4808 | 19.0153 | 30.9229 | 84.4054 | 117.715 | 8.1808 | 1.4808 | 19.0153
U | d317p | 30.2463 | 59.6883 | 107.8 | 7.8414 | 1.4808 | 19.0153 | 30.9229 | 84.4054 | 117.715 | 8.1808 | 1.4808 | 19.0153 | 30.9229 | 84.4054 | 117.715 | 8.1808 | 1.4808 | 19.0153
U | d317q | 30.2684 | 60.9854 | 110.414 | 7.8388 | 1.4808 | 19.0153 | 30.9229 | 84.4054 | 117.715 | 8.1808 | 1.4808 | 19.0153 | 30.9229 | 84.4054 | 117.715 | 8.1808 | 1.4808 | 19.0153
U | d317r | 30.5241 | 65.8194 | 113.833 | 7.8408 | 1.4808 | 19.0153 | 30.9229 | 84.4054 | 117.715 | 8.1808 | 1.4808 | 19.0153 | 30.9229 | 84.4054 | 117.715 | 8.1808 | 1.4808 | 19.0153
U | d317s | 27.8264 | 59.8604 | 110.7 | 7.832 | 1.4808 | 19.0153 | 30.9229 | 84.4054 | 117.715 | 8.1808 | 1.4808 | 19.0153 | 30.9229 | 84.4054 | 117.715 | 8.1808 | 1.4808 | 19.0153
U | d317t | 25.9947 | 57.1232 | 108.593 | 7.8286 | 1.4808 | 19.0153 | 30.9229 | 84.4054 | 117.715 | 8.1808 | 1.4808 | 19.0153 | 30.9229 | 84.3374 | 116.813 | 8.1808 | 1.4808 | 19.0153
U | d317u | 25.2924 | 54.6773 | 106.514 | 7.8283 | 1.4808 | 18.8786 | 30.9229 | 84.4054 | 117.715 | 8.1808 | 1.4808 | 19.0153 | 30.9229 | 84.2495 | 116.256 | 8.1808 | 1.4808 | 19.0153
U | d317v | 23.8612 | 51.2308 | 103.403 | 7.8216 | 1.4808 | 18.6504 | 30.9229 | 84.4054 | 117.715 | 8.1808 | 1.4808 | 19.0153 | 30.9229 | 84.2082 | 115.327 | 8.1808 | 1.4808 | 19.0153
U | d317x | 23.2639 | 45.9344 | 98.8062 | 7.8182 | 1.4808 | 18.3816 | 30.9229 | 84.4054 | 117.715 | 8.1808 | 1.4808 | 19.0153 | 30.9229 | 83.8082 | 112.479 | 8.1808 | 1.4808 | 19.0153
U | d317y | 22.6154 | 45.3775 | 97.3803 | 7.8164 | 1.4808 | 18.3838 | 30.9229 | 84.4054 | 117.715 | 8.1808 | 1.4808 | 19.0153 | 30.9229 | 83.7601 | 111.776 | 8.1808 | 1.4808 | 19.0153
U | d318a | 22.0416 | 43.8382 | 94.8645 | 7.8135 | 1.4808 | 18.3563 | 30.9229 | 84.4054 | 117.715 | 8.1808 | 1.4808 | 19.0153 | 30.9229 | 83.7235 | 111.096 | 8.1808 | 1.4808 | 19.0153
U | d318b | 22.7662 | 47.8374 | 100.455 | 7.814 | 1.4808 | 18.4976 | 30.9229 | 84.4054 | 117.715 | 8.1808 | 1.4808 | 19.0153 | 30.9229 | 83.8107 | 113.012 | 8.1808 | 1.4808 | 19.0153
U | d318c | 22.656 | 50.1496 | 104.032 | 7.8141 | 1.4808 | 18.4764 | 30.9229 | 84.4054 | 117.715 | 8.1808 | 1.4808 | 19.0153 | 30.9229 | 83.8975 | 113.907 | 8.1808 | 1.4808 | 19.0153
U | d318d | 22.7623 | 54.3073 | 108.8 | 7.815 | 1.4808 | 18.6482 | 30.9229 | 84.4054 | 117.715 | 8.1808 | 1.4808 | 19.0153 | 30.9229 | 84.1282 | 115.545 | 8.1808 | 1.4808 | 19.0153
U | d318e | 23.2712 | 57.0503 | 110.049 | 7.8159 | 1.4808 | 18.7486 | 30.9229 | 84.4054 | 117.715 | 8.1808 | 1.4808 | 19.0153 | 30.9229 | 84.238 | 116.041 | 8.1808 | 1.4808 | 19.0153
U | d318f | 24.6194 | 60.1236 | 112.884 | 7.8222 | 1.4808 | 18.8495 | 30.9229 | 84.4054 | 117.715 | 8.1808 | 1.4808 | 19.0153 | 30.9229 | 84.2563 | 116.588 | 8.1808 | 1.4808 | 19.0153
U | d318g | 28.707 | 68.5643 | 115.609 | 7.8335 | 1.4808 | 19.0153 | 30.9229 | 84.4054 | 117.715 | 8.1808 | 1.4808 | 19.0153 | 30.9229 | 84.4054 | 117.546 | 8.1808 | 1.4808 | 19.0153
U | d318h | 30.3071 | 72.4378 | 116.252 | 7.8418 | 1.4808 | 19.0153 | 30.9229 | 84.4054 | 117.715 | 8.1808 | 1.4808 | 19.0153 | 30.9229 | 84.4054 | 117.715 | 8.1808 | 1.4808 | 19.0153
U | d318i | 29.9159 | 71.9131 | 116.375 | 7.8415 | 1.4808 | 19.0153 | 30.9229 | 84.4054 | 117.715 | 8.1808 | 1.4808 | 19.0153 | 30.9229 | 84.4054 | 117.715 | 8.1808 | 1.4808 | 19.0153
U | d318j | 29.8341 | 71.3943 | 116.411 | 7.847 | 1.4808 | 19.0153 | 30.9229 | 84.4054 | 117.715 | 8.1808 | 1.4808 | 19.0153 | 30.9229 | 84.4054 | 117.715 | 8.1808 | 1.4808 | 19.0153
U | d318k | 29.8332 | 68.4948 | 116.364 | 7.8496 | 1.4808 | 19.0153 | 30.9229 | 84.4054 | 117.715 | 8.1808 | 1.4808 | 19.0153 | 30.9229 | 84.4054 | 117.715 | 8.1808 | 1.4808 | 19.0153
U | d318l | 30.445 | 69.0344 | 116.519 | 7.8543 | 1.4808 | 19.0153 | 30.9229 | 84.4054 | 117.715 | 8.1808 | 1.4808 | 19.0153 | 30.9229 | 84.4054 | 117.715 | 8.1808 | 1.4808 | 19.0153
U | d318m | 30.4564 | 67.8156 | 116.357 | 7.8547 | 1.4808 | 19.0153 | 30.9229 | 84.4054 | 117.715 | 8.1808 | 1.4808 | 19.0153 | 30.9229 | 84.4054 | 117.715 | 8.1808 | 1.4808 | 19.0153
U | d318n | 30.6291 | 71.3679 | 116.846 | 7.8588 | 1.4808 | 19.0153 | 30.9229 | 84.4054 | 117.715 | 8.1808 | 1.4808 | 19.0153 | 30.9229 | 84.4054 | 117.715 | 8.1808 | 1.4808 | 19.0153
U | d318o | 30.5197 | 70.2454 | 116.631 | 7.8529 | 1.4808 | 19.0153 | 30.9229 | 84.4054 | 117.715 | 8.1808 | 1.4808 | 19.0153 | 30.9229 | 84.4054 | 117.715 | 8.1808 | 1.4808 | 19.0153
U | d318p | 30.4436 | 72.629 | 116.85 | 7.8473 | 1.4808 | 19.0153 | 30.9229 | 84.4054 | 117.715 | 8.1808 | 1.4808 | 19.0153 | 30.9229 | 84.4054 | 117.715 | 8.1808 | 1.4808 | 19.0153
U | d318q | 30.4726 | 74.2611 | 117.038 | 7.8422 | 1.4808 | 19.0153 | 30.9229 | 84.4054 | 117.715 | 8.1808 | 1.4808 | 19.0153 | 30.9229 | 84.4054 | 117.715 | 8.1808 | 1.4808 | 19.0153
U | d318r | 29.8766 | 72.0493 | 116.72 | 7.8371 | 1.4808 | 19.0153 | 30.9229 | 84.4054 | 117.715 | 8.1808 | 1.4808 | 19.0153 | 30.9229 | 84.4054 | 117.715 | 8.1808 | 1.4808 | 19.0153
U | d318s | 28.8534 | 69.1561 | 116.39 | 7.8339 | 1.4808 | 19.0153 | 30.9229 | 84.4054 | 117.715 | 8.1808 | 1.4808 | 19.0153 | 30.9229 | 84.4054 | 117.715 | 8.1808 | 1.4808 | 19.0153
U | d318t | 26.8507 | 62.9064 | 115.516 | 7.829 | 1.4808 | 19.0153 | 30.9229 | 84.4054 | 117.715 | 8.1808 | 1.4808 | 19.0153 | 30.9229 | 84.4054 | 116.91 | 8.1808 | 1.4808 | 19.0153
U | d318u | 26.0197 | 59.3888 | 114.402 | 7.8236 | 1.4808 | 19.0153 | 30.9229 | 84.4054 | 117.715 | 8.1808 | 1.4808 | 19.0153 | 30.9229 | 84.1039 | 116.025 | 8.1808 | 1.4808 | 19.0153
U | d318v | 23.2128 | 51.223 | 108.483 | 7.8185 | 1.4808 | 18.7341 | 30.9229 | 84.4054 | 117.715 | 8.1808 | 1.4808 | 19.0153 | 30.9229 | 83.8952 | 114.066 | 8.1808 | 1.4808 | 19.0153
U | d318x | 21.8159 | 48.6565 | 103.59 | 7.8169 | 1.4808 | 18.6763 | 30.9229 | 84.4054 | 117.715 | 8.1808 | 1.4808 | 19.0153 | 30.9229 | 83.7559 | 111.578 | 8.1808 | 1.4808 | 19.0153
U | d318y | 20.9742 | 45.4329 | 97.5374 | 7.8143 | 1.4808 | 18.547 | 30.9229 | 84.4054 | 117.715 | 8.1808 | 1.4808 | 19.0153 | 30.9229 | 83.7093 | 109.229 | 8.1808 | 1.4808 | 19.0153
U | d319a | 20.7667 | 44.778 | 96.0353 | 7.8121 | 1.4808 | 18.5318 | 30.9229 | 84.4054 | 117.715 | 8.1808 | 1.4808 | 19.0153 | 30.9229 | 83.694 | 108.247 | 8.1808 | 1.4808 | 19.0153
U | d319b | 20.6865 | 46.4974 | 97.8836 | 7.8122 | 1.4808 | 18.5354 | 30.9229 | 84.4054 | 117.715 | 8.1808 | 1.4808 | 19.0153 | 30.9229 | 83.6942 | 108.22 | 8.1808 | 1.4808 | 19.0153
U | d319c | 20.9416 | 50.5535 | 102.916 | 7.812 | 1.4808 | 18.5774 | 30.9229 | 84.4054 | 117.715 | 8.1808 | 1.4808 | 19.0153 | 30.9229 | 83.7107 | 109.664 | 8.1808 | 1.4808 | 19.0153
U | d319d | 21.0139 | 54.2942 | 107.564 | 7.8123 | 1.4808 | 18.6486 | 30.9229 | 84.4054 | 117.715 | 8.1808 | 1.4808 | 19.0153 | 30.9229 | 83.7266 | 110.718 | 8.1808 | 1.4808 | 19.0153
U | d319e | 21.4455 | 56.0776 | 108.221 | 7.8125 | 1.4808 | 18.7604 | 30.9229 | 84.4054 | 117.715 | 8.1808 | 1.4808 | 19.0153 | 30.9229 | 83.7298 | 110.695 | 8.1808 | 1.4808 | 19.0153
U | d319f | 23.0924 | 59.7414 | 111.412 | 7.8183 | 1.4808 | 18.9103 | 30.9229 | 84.4054 | 117.715 | 8.1808 | 1.4808 | 19.0153 | 30.9229 | 83.7558 | 110.881 | 8.1808 | 1.4808 | 19.0153
U | d319g | 28.8164 | 69.3889 | 114.955 | 7.8263 | 1.4808 | 19.0153 | 30.9229 | 84.4054 | 117.715 | 8.1808 | 1.4808 | 19.0153 | 30.9229 | 83.8574 | 113.55 | 8.1808 | 1.4808 | 19.0153
U | d319h | 30.0046 | 72.2155 | 115.277 | 7.8312 | 1.4808 | 19.0153 | 30.9229 | 84.4054 | 117.715 | 8.1808 | 1.4808 | 19.0153 | 30.9229 | 83.8977 | 114.181 | 8.1808 | 1.4808 | 19.0153
U | d319i | 30.1322 | 71.3973 | 114.426 | 7.833 | 1.4808 | 19.0153 | 30.9229 | 84.4054 | 117.715 | 8.1808 | 1.4808 | 19.0153 | 30.9229 | 83.9398 | 114.84 | 8.1808 | 1.4808 | 19.0153
U | d319j | 30.4049 | 70.0972 | 113.619 | 7.8359 | 1.4808 | 19.0153 | 30.9229 | 84.4054 | 117.715 | 8.1808 | 1.4808 | 19.0153 | 30.9229 | 83.9681 | 115.29 | 8.1808 | 1.4808 | 19.0153
U | d319k | 30.1294 | 65.8555 | 108.446 | 7.8319 | 1.4808 | 19.0153 | 30.9229 | 84.4054 | 117.715 | 8.1808 | 1.4808 | 19.0153 | 30.9229 | 83.9402 | 114.761 | 8.1808 | 1.4808 | 19.0153
U | d319l | 30.3616 | 66.1318 | 108.152 | 7.8347 | 1.4808 | 19.0153 | 30.9229 | 84.4054 | 117.715 | 8.1808 | 1.4808 | 19.0153 | 30.9229 | 83.9752 | 115.275 | 8.1808 | 1.4808 | 19.0153
U | d319m | 30.3335 | 65.381 | 107.965 | 7.8342 | 1.4808 | 19.0153 | 30.9229 | 84.4054 | 117.715 | 8.1808 | 1.4808 | 19.0153 | 30.9229 | 83.986 | 115.388 | 8.1808 | 1.4808 | 19.0153
U | d319n | 30.232 | 66.6895 | 110.138 | 7.8323 | 1.4808 | 19.0153 | 30.9229 | 84.4054 | 117.715 | 8.1808 | 1.4808 | 19.0153 | 30.9229 | 83.9889 | 115.459 | 8.1808 | 1.4808 | 19.0153
U | d319o | 30.4046 | 68.6365 | 112.093 | 7.8313 | 1.4808 | 19.0153 | 30.9229 | 84.4054 | 117.715 | 8.1808 | 1.4808 | 19.0153 | 30.9229 | 83.9958 | 115.527 | 8.1808 | 1.4808 | 19.0153
U | d319p | 30.3728 | 71.9601 | 114.013 | 7.829 | 1.4808 | 19.0153 | 30.9229 | 84.4054 | 117.715 | 8.1808 | 1.4808 | 19.0153 | 30.9229 | 83.9984 | 115.466 | 8.1808 | 1.4808 | 19.0153
U | d319q | 30.5729 | 75.9886 | 115.275 | 7.8282 | 1.4808 | 19.0153 | 30.9229 | 84.4054 | 117.715 | 8.1808 | 1.4808 | 19.0153 | 30.9229 | 84.0393 | 115.814 | 8.1808 | 1.4808 | 19.0153
U | d319r | 29.6021 | 76.2127 | 115.849 | 7.824 | 1.4808 | 19.0153 | 30.9229 | 84.4054 | 117.715 | 8.1808 | 1.4808 | 19.0153 | 30.9229 | 83.9883 | 115.402 | 8.1808 | 1.4808 | 19.0153
U | d319s | 28.1763 | 75.211 | 116.144 | 7.8222 | 1.4808 | 19.0153 | 30.9229 | 84.4054 | 117.715 | 8.1808 | 1.4808 | 19.0153 | 30.9229 | 83.9516 | 114.826 | 8.1808 | 1.4808 | 19.0153
U | d319t | 26.6409 | 73.3123 | 115.99 | 7.8209 | 1.4808 | 19.0153 | 30.9229 | 84.4054 | 117.715 | 8.1808 | 1.4808 | 19.0153 | 30.9229 | 83.9219 | 114.217 | 8.1808 | 1.4808 | 19.0153
U | d319u | 23.5932 | 64.8811 | 113.934 | 7.8144 | 1.4808 | 18.3413 | 30.9229 | 84.4054 | 117.715 | 8.1808 | 1.4808 | 19.0153 | 30.9229 | 83.8288 | 111.83 | 8.1808 | 1.4808 | 19.0153
U | d319v | 21.4204 | 59.449 | 112.134 | 7.8084 | 1.4808 | 17.8765 | 30.9229 | 84.4054 | 117.715 | 8.1808 | 1.4808 | 19.0153 | 30.9229 | 83.7603 | 109.724 | 8.1808 | 1.4808 | 19.0153
U | d319x | 20.1795 | 54.5463 | 104.672 | 7.8075 | 1.4808 | 17.4737 | 30.9229 | 84.4054 | 117.715 | 8.1808 | 1.4808 | 19.0153 | 30.9229 | 83.7344 | 107.443 | 8.1808 | 1.4808 | 19.0153
U | d319y | 19.7032 | 52.0387 | 101.952 | 7.8062 | 1.4808 | 17.3208 | 30.9229 | 84.4054 | 117.715 | 8.1808 | 1.4808 | 19.0153 | 30.9229 | 83.7281 | 106.244 | 8.1808 | 1.4808 | 19.0153
U | d320a | 19.4014 | 50.4389 | 100.633 | 7.805 | 1.4808 | 17.4264 | 30.9229 | 84.4054 | 117.715 | 8.1808 | 1.4808 | 19.0153 | 30.9229 | 83.7218 | 105.61 | 8.1808 | 1.4808 | 19.0153
U | d320b | 19.2615 | 53.3548 | 103.07 | 7.8052 | 1.4808 | 17.4905 | 30.9229 | 84.4054 | 117.715 | 8.1808 | 1.4808 | 19.0153 | 30.9229 | 83.7298 | 106.628 | 8.1808 | 1.4808 | 19.0153
U | d320c | 19.5965 | 58.8876 | 108.282 | 7.8061 | 1.4808 | 17.5798 | 30.9229 | 84.4054 | 117.715 | 8.1808 | 1.4808 | 19.0153 | 30.9229 | 83.7455 | 108.3 | 8.1808 | 1.4808 | 19.0153
U | d320d | 19.9616 | 63.2297 | 111.879 | 7.8069 | 1.4808 | 17.888 | 30.9229 | 84.4054 | 117.715 | 8.1808 | 1.4808 | 19.0153 | 30.9229 | 83.7595 | 109.462 | 8.1808 | 1.4808 | 19.0153
U | d320e | 20.9687 | 66.3833 | 112.532 | 7.8079 | 1.4808 | 18.3458 | 30.9229 | 84.4054 | 117.715 | 8.1808 | 1.4808 | 19.0153 | 30.9229 | 83.775 | 110.119 | 8.1808 | 1.4808 | 19.0153
U | d320f | 23.4387 | 71.3788 | 114.627 | 7.8144 | 1.4808 | 18.6721 | 30.9229 | 84.4054 | 117.715 | 8.1808 | 1.4808 | 19.0153 | 30.9229 | 83.7931 | 110.478 | 8.1808 | 1.4808 | 19.0153
U | d320g | 28.5697 | 80.87 | 116.624 | 7.8241 | 1.4808 | 19.0153 | 30.9229 | 84.4054 | 117.715 | 8.1808 | 1.4808 | 19.0153 | 30.9229 | 83.9188 | 114.051 | 8.1808 | 1.4808 | 19.0153
U | d320h | 30.5376 | 82.4774 | 117.472 | 7.8298 | 1.4808 | 19.0153 | 30.9229 | 84.4054 | 117.715 | 8.1808 | 1.4808 | 19.0153 | 30.9229 | 84.0185 | 115.625 | 8.1808 | 1.4808 | 19.0153
U | d320i | 30.6613 | 81.7804 | 116.704 | 7.8335 | 1.4808 | 19.0153 | 30.9229 | 84.4054 | 117.715 | 8.1808 | 1.4808 | 19.0153 | 30.9229 | 84.0523 | 115.99 | 8.1808 | 1.4808 | 19.0153
U | d320j | 30.6791 | 79.9126 | 116.117 | 7.8352 | 1.4808 | 19.0153 | 30.9229 | 84.4054 | 117.715 | 8.1808 | 1.4808 | 19.0153 | 30.9229 | 84.0395 | 115.812 | 8.1808 | 1.4808 | 19.0153
U | d320k | 30.6998 | 76.9932 | 115.411 | 7.8361 | 1.4808 | 19.0153 | 30.9229 | 84.4054 | 117.715 | 8.1808 | 1.4808 | 19.0153 | 30.9229 | 84.0274 | 115.533 | 8.1808 | 1.4808 | 19.0153
U | d320l | 30.7316 | 78.0033 | 115.415 | 7.8395 | 1.4808 | 19.0153 | 30.9229 | 84.4054 | 117.715 | 8.1808 | 1.4808 | 19.0153 | 30.9229 | 84.047 | 115.804 | 8.1808 | 1.4808 | 19.0153
U | d320m | 30.7556 | 79.8404 | 115.748 | 7.8431 | 1.4808 | 19.0153 | 30.9229 | 84.4054 | 117.715 | 8.1808 | 1.4808 | 19.0153 | 30.9229 | 84.0586 | 115.899 | 8.1808 | 1.4808 | 19.0153
U | d320n | 30.7608 | 80.857 | 116.13 | 7.8442 | 1.4808 | 19.0153 | 30.9229 | 84.4054 | 117.715 | 8.1808 | 1.4808 | 19.0153 | 30.9229 | 84.0585 | 115.9 | 8.1808 | 1.4808 | 19.0153
U | d320o | 30.9229 | 82.4346 | 116.902 | 7.852 | 1.4808 | 19.0153 | 30.9229 | 84.4054 | 117.715 | 8.1808 | 1.4808 | 19.0153 | 30.9229 | 84.115 | 116.338 | 8.1808 | 1.4808 | 19.0153
U | d320p | 30.9229 | 82.686 | 117.439 | 7.8487 | 1.4808 | 19.0153 | 30.9229 | 84.4054 | 117.715 | 8.1808 | 1.4808 | 19.0153 | 30.9229 | 84.108 | 116.317 | 8.1808 | 1.4808 | 19.0153
U | d320q | 30.9229 | 84.4054 | 117.715 | 7.9082 | 1.4808 | 19.0153 | 30.9229 | 84.4054 | 117.715 | 8.1808 | 1.4808 | 19.0153 | 30.9229 | 84.1843 | 116.665 | 8.1808 | 1.4808 | 19.0153
U | d320r | 30.9229 | 84.3219 | 117.715 | 7.8489 | 1.4808 | 19.0153 | 30.9229 | 84.4054 | 117.715 | 8.1808 | 1.4808 | 19.0153 | 30.9229 | 84.1068 | 116.339 | 8.1808 | 1.4808 | 19.0153
U | d320s | 30.8642 | 82.7123 | 117.221 | 7.8409 | 1.4808 | 19.0153 | 30.9229 | 84.4054 | 117.715 | 8.1808 | 1.4808 | 19.0153 | 30.9229 | 84.0474 | 115.79 | 8.1808 | 1.4808 | 19.0153
U | d320t | 30.5936 | 79.8747 | 116.247 | 7.8359 | 1.4808 | 19.0153 | 30.9229 | 84.4054 | 117.715 | 8.1808 | 1.4808 | 19.0153 | 30.9229 | 83.9889 | 114.677 | 8.1808 | 1.4808 | 19.0153
U | d320u | 29.9144 | 77.4567 | 115.837 | 7.8309 | 1.4808 | 19.0153 | 30.9229 | 84.4054 | 117.715 | 8.1808 | 1.4808 | 19.0153 | 30.9229 | 83.963 | 114.214 | 8.1808 | 1.4808 | 19.0153
U | d320v | 27.8215 | 71.8325 | 114.265 | 7.8233 | 1.4808 | 18.5273 | 30.9229 | 84.4054 | 117.715 | 8.1808 | 1.4808 | 19.0153 | 30.9229 | 83.8873 | 112.733 | 8.1808 | 1.4808 | 19.0153
U | d320x | 26.5708 | 67.9267 | 109.917 | 7.821 | 1.4808 | 18.3826 | 30.9229 | 84.4054 | 117.715 | 8.1808 | 1.4808 | 19.0153 | 30.9229 | 83.8879 | 112.316 | 8.1808 | 1.4808 | 19.0153
U | d320y | 25.8508 | 65.7391 | 106.594 | 7.8182 | 1.4808 | 18.3268 | 30.9229 | 84.4054 | 117.715 | 8.1808 | 1.4808 | 19.0153 | 30.9229 | 83.8758 | 111.528 | 8.1808 | 1.4808 | 19.0153
U | d321a | 25.3497 | 64.3571 | 104.737 | 7.8159 | 1.4808 | 18.3851 | 30.9229 | 84.4054 | 117.715 | 8.1808 | 1.4808 | 19.0153 | 30.9229 | 83.8741 | 111.416 | 8.1808 | 1.4808 | 19.0153
U | d321b | 25.3672 | 65.9844 | 106.441 | 7.8159 | 1.4808 | 18.386 | 30.9229 | 84.4054 | 117.715 | 8.1808 | 1.4808 | 19.0153 | 30.9229 | 83.8865 | 112.259 | 8.1808 | 1.4808 | 19.0153
U | d321c | 25.5463 | 68.6055 | 109.883 | 7.8164 | 1.4808 | 18.4499 | 30.9229 | 84.4054 | 117.715 | 8.1808 | 1.4808 | 19.0153 | 30.9229 | 83.907 | 113.016 | 8.1808 | 1.4808 | 19.0153
U | d321d | 25.7218 | 71.6097 | 112.665 | 7.8176 | 1.4808 | 18.5863 | 30.9229 | 84.4054 | 117.715 | 8.1808 | 1.4808 | 19.0153 | 30.9229 | 83.9404 | 113.966 | 8.1808 | 1.4808 | 19.0153
U | d321e | 26.8067 | 73.0863 | 112.927 | 7.8184 | 1.4808 | 18.699 | 30.9229 | 84.4054 | 117.715 | 8.1808 | 1.4808 | 19.0153 | 30.9229 | 84.0006 | 114.873 | 8.1808 | 1.4808 | 19.0153
U | d321f | 28.9018 | 76.4599 | 114.462 | 7.8268 | 1.4808 | 18.8625 | 30.9229 | 84.4054 | 117.715 | 8.1808 | 1.4808 | 19.0153 | 30.9229 | 84.0604 | 115.812 | 8.1808 | 1.4808 | 19.0153
U | d321g | 30.74 | 81.6303 | 116.271 | 7.8411 | 1.4808 | 19.0153 | 30.9229 | 84.4054 | 117.715 | 8.1808 | 1.4808 | 19.0153 | 30.9229 | 84.4054 | 117.572 | 8.1808 | 1.4808 | 19.0153
U | d321h | 30.9229 | 83.27 | 117.269 | 7.8596 | 1.4808 | 19.0153 | 30.9229 | 84.4054 | 117.715 | 8.1808 | 1.4808 | 19.0153 | 30.9229 | 84.4054 | 117.715 | 8.1808 | 1.4808 | 19.0153
U | d321i | 30.9229 | 82.3136 | 116.255 | 7.8591 | 1.4808 | 19.0153 | 30.9229 | 84.4054 | 117.715 | 8.1808 | 1.4808 | 19.0153 | 30.9229 | 84.4054 | 117.715 | 8.1808 | 1.4808 | 19.0153
U | d321j | 30.856 | 80.6546 | 115.132 | 7.8536 | 1.4808 | 19.0153 | 30.9229 | 84.4054 | 117.715 | 8.1808 | 1.4808 | 19.0153 | 30.9229 | 84.4054 | 117.715 | 8.1808 | 1.4808 | 19.0153
U | d321k | 30.8463 | 79.323 | 114.315 | 7.8534 | 1.4808 | 19.0153 | 30.9229 | 84.4054 | 117.715 | 8.1808 | 1.4808 | 19.0153 | 30.9229 | 84.4054 | 117.715 | 8.1808 | 1.4808 | 19.0153
U | d321l | 30.8564 | 78.0197 | 113.334 | 7.8526 | 1.4808 | 19.0153 | 30.9229 | 84.4054 | 117.715 | 8.1808 | 1.4808 | 19.0153 | 30.9229 | 84.4054 | 117.715 | 8.1808 | 1.4808 | 19.0153
U | d321m | 30.9069 | 77.3976 | 112.741 | 7.8506 | 1.4808 | 19.0153 | 30.9229 | 84.4054 | 117.715 | 8.1808 | 1.4808 | 19.0153 | 30.9229 | 84.4054 | 117.715 | 8.1808 | 1.4808 | 19.0153
U | d321n | 30.9229 | 78.0003 | 113.576 | 7.8513 | 1.4808 | 19.0153 | 30.9229 | 84.4054 | 117.715 | 8.1808 | 1.4808 | 19.0153 | 30.9229 | 84.4054 | 117.715 | 8.1808 | 1.4808 | 19.0153
U | d321o | 30.9229 | 79.2304 | 114.628 | 7.8522 | 1.4808 | 19.0153 | 30.9229 | 84.4054 | 117.715 | 8.1808 | 1.4808 | 19.0153 | 30.9229 | 84.4054 | 117.715 | 8.1808 | 1.4808 | 19.0153
U | d321p | 30.9229 | 79.8775 | 115.234 | 7.8479 | 1.4808 | 19.0153 | 30.9229 | 84.4054 | 117.715 | 8.1808 | 1.4808 | 19.0153 | 30.9229 | 84.4054 | 117.715 | 8.1808 | 1.4808 | 19.0153
U | d321q | 30.9229 | 82.1592 | 116.603 | 7.8479 | 1.4808 | 19.0153 | 30.9229 | 84.4054 | 117.715 | 8.1808 | 1.4808 | 19.0153 | 30.9229 | 84.4054 | 117.715 | 8.1808 | 1.4808 | 19.0153
U | d321r | 30.9229 | 82.1694 | 116.83 | 7.8418 | 1.4808 | 19.0153 | 30.9229 | 84.4054 | 117.715 | 8.1808 | 1.4808 | 19.0153 | 30.9229 | 84.4054 | 117.715 | 8.1808 | 1.4808 | 19.0153
U | d321s | 30.8624 | 79.9802 | 115.832 | 7.8339 | 1.4808 | 19.0153 | 30.9229 | 84.4054 | 117.715 | 8.1808 | 1.4808 | 19.0153 | 30.9229 | 84.4054 | 117.715 | 8.1808 | 1.4808 | 19.0153
U | d321t | 30.6986 | 75.2982 | 114.296 | 7.8312 | 1.4808 | 19.0153 | 30.9229 | 84.4054 | 117.715 | 8.1808 | 1.4808 | 19.0153 | 30.9229 | 84.207 | 116.519 | 8.1808 | 1.4808 | 19.0153
U | d321u | 30.4114 | 70.64 | 112.053 | 7.8255 | 1.4808 | 18.8494 | 30.9229 | 84.4054 | 117.715 | 8.1808 | 1.4808 | 19.0153 | 30.9229 | 84.1244 | 115.739 | 8.1808 | 1.4808 | 19.0153
U | d321v | 29.2789 | 64.1441 | 107.351 | 7.8195 | 1.4808 | 18.4681 | 30.9229 | 84.4054 | 117.715 | 8.1808 | 1.4808 | 19.0153 | 30.9229 | 84.0382 | 114.739 | 8.1808 | 1.4808 | 19.0153
U | d321x | 28.2895 | 61.0417 | 100.16 | 7.8173 | 1.4808 | 18.1638 | 30.9229 | 84.4054 | 117.715 | 8.1808 | 1.4808 | 19.0153 | 30.9229 | 83.9964 | 113.851 | 8.1808 | 1.4808 | 19.0153
U | d321y | 27.4968 | 58.2431 | 95.1805 | 7.8145 | 1.4808 | 17.9503 | 30.9229 | 84.4054 | 117.715 | 8.1808 | 1.4808 | 19.0153 | 30.9229 | 83.9919 | 113.606 | 8.1808 | 1.4808 | 19.0153
U | d322a | 27.0123 | 57.1098 | 93.6227 | 7.8131 | 1.4808 | 17.96 | 30.9229 | 84.4054 | 117.715 | 8.1808 | 1.4808 | 19.0153 | 30.9229 | 83.9908 | 113.565 | 8.1808 | 1.4808 | 19.0153
U | d322b | 26.854 | 59.338 | 96.4037 | 7.8138 | 1.4808 | 17.9524 | 30.9229 | 84.4054 | 117.715 | 8.1808 | 1.4808 | 19.0153 | 30.9229 | 83.997 | 113.789 | 8.1808 | 1.4808 | 19.0153
U | d322c | 26.7741 | 63.8468 | 101.89 | 7.8145 | 1.4808 | 17.9683 | 30.9229 | 84.4054 | 117.715 | 8.1808 | 1.4808 | 19.0153 | 30.9229 | 84.0069 | 114.068 | 8.1808 | 1.4808 | 19.0153
U | d322d | 26.8419 | 66.8104 | 105.285 | 7.8158 | 1.4808 | 18.1989 | 30.9229 | 84.4054 | 117.715 | 8.1808 | 1.4808 | 19.0153 | 30.9229 | 84.0206 | 114.388 | 8.1808 | 1.4808 | 19.0153
U | d322e | 27.6368 | 69.2507 | 106.596 | 7.8165 | 1.4808 | 18.4688 | 30.9229 | 84.4054 | 117.715 | 8.1808 | 1.4808 | 19.0153 | 30.9229 | 84.0509 | 114.825 | 8.1808 | 1.4808 | 19.0153
U | d322f | 28.8729 | 71.5569 | 108.933 | 7.822 | 1.4808 | 18.6396 | 30.9229 | 84.4054 | 117.715 | 8.1808 | 1.4808 | 19.0153 | 30.9229 | 84.1094 | 115.322 | 8.1808 | 1.4808 | 19.0153
U | d322g | 30.0442 | 77.4936 | 112.837 | 7.8266 | 1.4808 | 18.7353 | 30.9229 | 84.4054 | 117.715 | 8.1808 | 1.4808 | 19.0153 | 30.9229 | 84.1958 | 116.174 | 8.1808 | 1.4808 | 19.0153
U | d322h | 30.7002 | 80.397 | 114.801 | 7.8335 | 1.4808 | 18.9622 | 30.9229 | 84.4054 | 117.715 | 8.1808 | 1.4808 | 19.0153 | 30.9229 | 84.3613 | 116.602 | 8.1808 | 1.4808 | 19.0153
U | d322i | 30.7116 | 77.9924 | 113.02 | 7.8353 | 1.4808 | 19.0153 | 30.9229 | 84.4054 | 117.715 | 8.1808 | 1.4808 | 19.0153 | 30.9229 | 84.3617 | 116.669 | 8.1808 | 1.4808 | 19.0153
U | d322j | 30.7035 | 72.546 | 108.393 | 7.8351 | 1.4808 | 19.0153 | 30.9229 | 84.4054 | 117.715 | 8.1808 | 1.4808 | 19.0153 | 30.9229 | 84.3615 | 116.641 | 8.1808 | 1.4808 | 19.0153
U | d322k | 30.7474 | 72.1054 | 107.346 | 7.8365 | 1.4808 | 19.0153 | 30.9229 | 84.4054 | 117.715 | 8.1808 | 1.4808 | 19.0153 | 30.9229 | 84.3621 | 116.759 | 8.1808 | 1.4808 | 19.0153
U | d322l | 30.7533 | 71.4837 | 106.616 | 7.8371 | 1.4808 | 19.0153 | 30.9229 | 84.4054 | 117.715 | 8.1808 | 1.4808 | 19.0153 | 30.9229 | 84.3623 | 116.787 | 8.1808 | 1.4808 | 19.0153
U | d322m | 30.9229 | 75.2342 | 110.951 | 7.8401 | 1.4808 | 19.0153 | 30.9229 | 84.4054 | 117.715 | 8.1808 | 1.4808 | 19.0153 | 30.9229 | 84.3668 | 116.953 | 8.1808 | 1.4808 | 19.0153
U | d322n | 30.7615 | 74.8426 | 111.637 | 7.8362 | 1.4808 | 19.0153 | 30.9229 | 84.4054 | 117.715 | 8.1808 | 1.4808 | 19.0153 | 30.9229 | 84.3626 | 116.841 | 8.1808 | 1.4808 | 19.0153
U | d322o | 30.7451 | 75.1333 | 112.285 | 7.8347 | 1.4808 | 19.0153 | 30.9229 | 84.4054 | 117.715 | 8.1808 | 1.4808 | 19.0153 | 30.9229 | 84.3624 | 116.826 | 8.1808 | 1.4808 | 19.0153
U | d322p | 30.7178 | 75.5615 | 112.942 | 7.8329 | 1.4808 | 19.0153 | 30.9229 | 84.4054 | 117.715 | 8.1808 | 1.4808 | 19.0153 | 30.9229 | 84.3622 | 116.804 | 8.1808 | 1.4808 | 19.0153
U | d322q | 30.9229 | 81.0415 | 116.508 | 7.8399 | 1.4808 | 19.0153 | 30.9229 | 84.4054 | 117.715 | 8.1808 | 1.4808 | 19.0153 | 30.9229 | 84.4054 | 117.715 | 8.1808 | 1.4808 | 19.0153
U | d322r | 30.9229 | 81.1284 | 116.494 | 7.8379 | 1.4808 | 19.0153 | 30.9229 | 84.4054 | 117.715 | 8.1808 | 1.4808 | 19.0153 | 30.9229 | 84.4054 | 117.442 | 8.1808 | 1.4808 | 19.0153
U | d322s | 30.7001 | 77.9119 | 115.061 | 7.8318 | 1.4808 | 19.0153 | 30.9229 | 84.4054 | 117.715 | 8.1808 | 1.4808 | 19.0153 | 30.9229 | 84.3614 | 116.686 | 8.1808 | 1.4808 | 19.0153
U | d322t | 30.1436 | 71.35 | 111.562 | 7.8279 | 1.4808 | 18.7279 | 30.9229 | 84.4054 | 117.715 | 8.1808 | 1.4808 | 19.0153 | 30.9229 | 84.2204 | 116.331 | 8.1808 | 1.4808 | 19.0153
U | d322u | 29.0562 | 65.208 | 106.142 | 7.8231 | 1.4808 | 18.5681 | 30.9229 | 84.4054 | 117.715 | 8.1808 | 1.4808 | 19.0153 | 30.9229 | 84.1501 | 115.77 | 8.1808 | 1.4808 | 19.0153
U | d322v | 27.5638 | 61.7917 | 102.454 | 7.8194 | 1.4808 | 18.2912 | 30.9229 | 84.4054 | 117.715 | 8.1808 | 1.4808 | 19.0153 | 30.9229 | 84.1141 | 115.516 | 8.1808 | 1.4808 | 19.0153
U | d322x | 26.8013 | 59.0274 | 94.6003 | 7.8181 | 1.4808 | 18.2335 | 30.9229 | 84.4054 | 117.715 | 8.1808 | 1.4808 | 19.0153 | 30.9229 | 84.1027 | 115.351 | 8.1808 | 1.4808 | 19.0153
U | d322y | 26.3529 | 58.9396 | 92.1321 | 7.8173 | 1.4808 | 18.2765 | 30.9229 | 84.4054 | 117.715 | 8.1808 | 1.4808 | 19.0153 | 30.9229 | 84.1031 | 115.343 | 8.1808 | 1.4808 | 19.0153
U | d323a | 25.7908 | 57.5373 | 88.8737 | 7.8156 | 1.4808 | 18.2839 | 30.9229 | 84.4054 | 117.715 | 8.1808 | 1.4808 | 19.0153 | 30.9229 | 84.1027 | 115.337 | 8.1808 | 1.4808 | 19.0153
U | d323b | 25.9673 | 60.4449 | 92.6759 | 7.8161 | 1.4808 | 18.3281 | 30.9229 | 84.4054 | 117.715 | 8.1808 | 1.4808 | 19.0153 | 30.9229 | 84.1074 | 115.452 | 8.1808 | 1.4808 | 19.0153
U | d323c | 25.9691 | 63.2017 | 97.4606 | 7.816 | 1.4808 | 18.3363 | 30.9229 | 84.4054 | 117.715 | 8.1808 | 1.4808 | 19.0153 | 30.9229 | 84.1136 | 115.583 | 8.1808 | 1.4808 | 19.0153
U | d323d | 25.7922 | 64.8952 | 100.007 | 7.8157 | 1.4808 | 18.393 | 30.9229 | 84.4054 | 117.715 | 8.1808 | 1.4808 | 19.0153 | 30.9229 | 84.1241 | 115.759 | 8.1808 | 1.4808 | 19.0153
U | d323e | 25.9795 | 65.3415 | 99.5723 | 7.8161 | 1.4808 | 18.4571 | 30.9229 | 84.4054 | 117.715 | 8.1808 | 1.4808 | 19.0153 | 30.9229 | 84.1428 | 115.944 | 8.1808 | 1.4808 | 19.0153
U | d323f | 26.445 | 69.1782 | 102.786 | 7.8164 | 1.4808 | 18.5217 | 30.9229 | 84.4054 | 117.715 | 8.1808 | 1.4808 | 19.0153 | 30.9229 | 84.1879 | 116.292 | 8.1808 | 1.4808 | 19.0153
U | d323g | 27.0876 | 71.7132 | 103.932 | 7.8174 | 1.4808 | 18.6167 | 30.9229 | 84.4054 | 117.715 | 8.1808 | 1.4808 | 19.0153 | 30.9229 | 84.2415 | 116.631 | 8.1808 | 1.4808 | 19.0153
U | d323h | 28.821 | 74.7747 | 107.144 | 7.8222 | 1.4808 | 18.7698 | 30.9229 | 84.4054 | 117.715 | 8.1808 | 1.4808 | 19.0153 | 30.9229 | 84.4054 | 116.989 | 8.1808 | 1.4808 | 19.0153
U | d323i | 28.1988 | 71.3344 | 100.979 | 7.8219 | 1.4808 | 18.7061 | 30.9229 | 84.4054 | 117.715 | 8.1808 | 1.4808 | 19.0153 | 30.9229 | 84.4054 | 117.047 | 8.1808 | 1.4808 | 19.0153
U | d323j | 28.3253 | 69.6949 | 97.4722 | 7.822 | 1.4808 | 18.7815 | 30.9229 | 84.4054 | 117.715 | 8.1808 | 1.4808 | 19.0153 | 30.9229 | 84.4054 | 117.12 | 8.1808 | 1.4808 | 19.0153
U | d323k | 28.4958 | 67.7696 | 94.7781 | 7.8216 | 1.4808 | 18.8036 | 30.9229 | 84.4054 | 117.715 | 8.1808 | 1.4808 | 19.0153 | 30.9229 | 84.4054 | 117.17 | 8.1808 | 1.4808 | 19.0153
U | d323l | 29.1266 | 70.4624 | 98.1534 | 7.824 | 1.4808 | 19.0153 | 30.9229 | 84.4054 | 117.715 | 8.1808 | 1.4808 | 19.0153 | 30.9229 | 84.4054 | 117.226 | 8.1808 | 1.4808 | 19.0153
U | d323m | 28.5401 | 69.4642 | 95.9969 | 7.8235 | 1.4808 | 19.0131 | 30.9229 | 84.4054 | 117.715 | 8.1808 | 1.4808 | 19.0153 | 30.9229 | 84.4054 | 117.234 | 8.1808 | 1.4808 | 19.0153
U | d323n | 28.5908 | 69.9628 | 100.572 | 7.8236 | 1.4808 | 19.0153 | 30.9229 | 84.4054 | 117.715 | 8.1808 | 1.4808 | 19.0153 | 30.9229 | 84.4054 | 117.249 | 8.1808 | 1.4808 | 19.0153
U | d323o | 28.581 | 70.5688 | 102.5 | 7.8235 | 1.4808 | 19.0153 | 30.9229 | 84.4054 | 117.715 | 8.1808 | 1.4808 | 19.0153 | 30.9229 | 84.4054 | 117.258 | 8.1808 | 1.4808 | 19.0153
U | d323p | 30.617 | 77.5028 | 113.115 | 7.8277 | 1.4808 | 19.0153 | 30.9229 | 84.4054 | 117.715 | 8.1808 | 1.4808 | 19.0153 | 30.9229 | 84.4054 | 117.333 | 8.1808 | 1.4808 | 19.0153
U | d323q | 30.7007 | 79.3552 | 115.214 | 7.8295 | 1.4808 | 19.0153 | 30.9229 | 84.4054 | 117.715 | 8.1808 | 1.4808 | 19.0153 | 30.9229 | 84.4054 | 117.458 | 8.1808 | 1.4808 | 19.0153
U | d323r | 30.7137 | 79.5028 | 115.825 | 7.8302 | 1.4808 | 19.0153 | 30.9229 | 84.4054 | 117.715 | 8.1808 | 1.4808 | 19.0153 | 30.9229 | 84.4054 | 117.441 | 8.1808 | 1.4808 | 19.0153
U | d323s | 30.1005 | 76.1897 | 114.871 | 7.8269 | 1.4808 | 19.0153 | 30.9229 | 84.4054 | 117.715 | 8.1808 | 1.4808 | 19.0153 | 30.9229 | 84.4054 | 117.284 | 8.1808 | 1.4808 | 19.0153
U | d323t | 29.6212 | 72.6471 | 114.066 | 7.8267 | 1.4808 | 19.0153 | 30.9229 | 84.4054 | 117.715 | 8.1808 | 1.4808 | 19.0153 | 30.9229 | 84.4054 | 117.271 | 8.1808 | 1.4808 | 19.0153
U | d323u | 25.5926 | 62.1138 | 107.152 | 7.8227 | 1.4808 | 18.9273 | 30.9229 | 84.4054 | 117.715 | 8.1808 | 1.4808 | 19.0153 | 30.9229 | 84.4054 | 117.198 | 8.1808 | 1.4808 | 19.0153
U | d323v | 24.4465 | 60.1736 | 106.246 | 7.8204 | 1.4808 | 18.7905 | 30.9229 | 84.4054 | 117.715 | 8.1808 | 1.4808 | 19.0153 | 30.9229 | 84.4054 | 117.244 | 8.1808 | 1.4808 | 19.0153
U | d323x | 23.7083 | 52.6019 | 98.108 | 7.8174 | 1.4808 | 18.5736 | 30.9229 | 84.4054 | 117.715 | 8.1808 | 1.4808 | 19.0153 | 30.9229 | 84.4054 | 117.19 | 8.1808 | 1.4808 | 19.0153
U | d323y | 23.6176 | 51.6964 | 96.6582 | 7.8162 | 1.4808 | 18.6055 | 30.9229 | 84.4054 | 117.715 | 8.1808 | 1.4808 | 19.0153 | 30.9229 | 84.4054 | 117.194 | 8.1808 | 1.4808 | 19.0153
U | d324a | 23.3233 | 49.218 | 93.1794 | 7.814 | 1.4808 | 18.556 | 30.9229 | 84.4054 | 117.715 | 8.1808 | 1.4808 | 19.0153 | 30.9229 | 84.4054 | 117.192 | 8.1808 | 1.4808 | 19.0153
U | d324b | 23.579 | 50.7793 | 95.4243 | 7.8143 | 1.4808 | 18.5553 | 30.9229 | 84.4054 | 117.715 | 8.1808 | 1.4808 | 19.0153 | 30.9229 | 84.4054 | 117.209 | 8.1808 | 1.4808 | 19.0153
U | d324c | 23.7027 | 53.3458 | 99.4891 | 7.8143 | 1.4808 | 18.5081 | 30.9229 | 84.4054 | 117.715 | 8.1808 | 1.4808 | 19.0153 | 30.9229 | 84.4054 | 117.24 | 8.1808 | 1.4808 | 19.0153
U | d324d | 23.4167 | 55.1229 | 102.097 | 7.8138 | 1.4808 | 18.4792 | 30.9229 | 84.4054 | 117.715 | 8.1808 | 1.4808 | 19.0153 | 30.9229 | 84.4054 | 117.267 | 8.1808 | 1.4808 | 19.0153
U | d324e | 23.8633 | 55.6916 | 102.468 | 7.8156 | 1.4808 | 18.4828 | 30.9229 | 84.4054 | 117.715 | 8.1808 | 1.4808 | 19.0153 | 30.9229 | 84.4054 | 117.312 | 8.1808 | 1.4808 | 19.0153
U | d324f | 24.4399 | 58.8373 | 104.952 | 7.817 | 1.4808 | 18.5973 | 30.9229 | 84.4054 | 117.715 | 8.1808 | 1.4808 | 19.0153 | 30.9229 | 84.4054 | 117.715 | 8.1808 | 1.4808 | 19.0153
U | d324g | 27.2354 | 65.6205 | 109.981 | 7.8227 | 1.4808 | 19.0153 | 30.9229 | 84.4054 | 117.715 | 8.1808 | 1.4808 | 19.0153 | 30.9229 | 84.4054 | 117.715 | 8.1808 | 1.4808 | 19.0153
U | d324h | 30.0152 | 69.3091 | 112.091 | 7.8289 | 1.4808 | 19.0153 | 30.9229 | 84.4054 | 117.715 | 8.1808 | 1.4808 | 19.0153 | 30.9229 | 84.4054 | 117.715 | 8.1808 | 1.4808 | 19.0153
U | d324i | 29.9624 | 68.6697 | 111.07 | 7.8322 | 1.4808 | 19.0153 | 30.9229 | 84.4054 | 117.715 | 8.1808 | 1.4808 | 19.0153 | 30.9229 | 84.4054 | 117.715 | 8.1808 | 1.4808 | 19.0153
U | d324j | 30.5784 | 67.3086 | 109.556 | 7.8365 | 1.4808 | 19.0153 | 30.9229 | 84.4054 | 117.715 | 8.1808 | 1.4808 | 19.0153 | 30.9229 | 84.4054 | 117.715 | 8.1808 | 1.4808 | 19.0153
U | d324k | 30.7449 | 65.1434 | 107.302 | 7.8368 | 1.4808 | 19.0153 | 30.9229 | 84.4054 | 117.715 | 8.1808 | 1.4808 | 19.0153 | 30.9229 | 84.4054 | 117.715 | 8.1808 | 1.4808 | 19.0153
U | d324l | 30.7133 | 62.0245 | 103.845 | 7.8354 | 1.4808 | 19.0153 | 30.9229 | 84.4054 | 117.715 | 8.1808 | 1.4808 | 19.0153 | 30.9229 | 84.4054 | 117.715 | 8.1808 | 1.4808 | 19.0153
U | d324m | 30.7749 | 62.5867 | 105.934 | 7.8354 | 1.4808 | 19.0153 | 30.9229 | 84.4054 | 117.715 | 8.1808 | 1.4808 | 19.0153 | 30.9229 | 84.4054 | 117.715 | 8.1808 | 1.4808 | 19.0153
U | d324n | 30.8044 | 65.9907 | 111.264 | 7.8384 | 1.4808 | 19.0153 | 30.9229 | 84.4054 | 117.715 | 8.1808 | 1.4808 | 19.0153 | 30.9229 | 84.4054 | 117.715 | 8.1808 | 1.4808 | 19.0153
U | d324o | 30.788 | 64.0047 | 110.899 | 7.8337 | 1.4808 | 19.0153 | 30.9229 | 84.4054 | 117.715 | 8.1808 | 1.4808 | 19.0153 | 30.9229 | 84.4054 | 117.715 | 8.1808 | 1.4808 | 19.0153
U | d324p | 30.8095 | 70.3151 | 114.329 | 7.8361 | 1.4808 | 19.0153 | 30.9229 | 84.4054 | 117.715 | 8.1808 | 1.4808 | 19.0153 | 30.9229 | 84.4054 | 117.715 | 8.1808 | 1.4808 | 19.0153
U | d324q | 30.7965 | 71.002 | 114.632 | 7.8308 | 1.4808 | 19.0153 | 30.9229 | 84.4054 | 117.715 | 8.1808 | 1.4808 | 19.0153 | 30.9229 | 84.4054 | 117.715 | 8.1808 | 1.4808 | 19.0153
U | d324r | 30.6435 | 71.2119 | 115.172 | 7.8285 | 1.4808 | 19.0153 | 30.9229 | 84.4054 | 117.715 | 8.1808 | 1.4808 | 19.0153 | 30.9229 | 84.4054 | 117.715 | 8.1808 | 1.4808 | 19.0153
U | d324s | 30.0242 | 70.9598 | 115.495 | 7.8279 | 1.4808 | 19.0153 | 30.9229 | 84.4054 | 117.715 | 8.1808 | 1.4808 | 19.0153 | 30.9229 | 84.4054 | 117.715 | 8.1808 | 1.4808 | 19.0153
U | d324t | 27.1125 | 63.3245 | 112.288 | 7.8234 | 1.4808 | 18.879 | 30.9229 | 84.4054 | 117.715 | 8.1808 | 1.4808 | 19.0153 | 30.9229 | 84.4054 | 117.715 | 8.1808 | 1.4808 | 19.0153
U | d324u | 26.2067 | 60.4622 | 109.87 | 7.8197 | 1.4808 | 18.4852 | 30.9229 | 84.4054 | 117.715 | 8.1808 | 1.4808 | 19.0153 | 30.9229 | 84.4054 | 117.715 | 8.1808 | 1.4808 | 19.0153
U | d324v | 23.9431 | 55.4844 | 104.728 | 7.8165 | 1.4808 | 18.0754 | 30.9229 | 84.4054 | 117.715 | 8.1808 | 1.4808 | 19.0153 | 30.9229 | 84.4054 | 117.715 | 8.1808 | 1.4808 | 19.0153
U | d324x | 23.0496 | 49.8236 | 100.243 | 7.8157 | 1.4808 | 17.5971 | 30.9229 | 84.4054 | 117.715 | 8.1808 | 1.4808 | 19.0153 | 30.9229 | 84.4054 | 117.715 | 8.1808 | 1.4808 | 19.0153
U | d324y | 22.2659 | 48.9779 | 97.4324 | 7.814 | 1.4808 | 17.4294 | 30.9229 | 84.4054 | 117.715 | 8.1808 | 1.4808 | 19.0153 | 30.9229 | 84.4054 | 117.715 | 8.1808 | 1.4808 | 19.0153
U | d325a | 21.9677 | 48.4087 | 95.8849 | 7.8122 | 1.4808 | 17.3915 | 30.9229 | 84.4054 | 117.715 | 8.1808 | 1.4808 | 19.0153 | 30.9229 | 84.4054 | 117.715 | 8.1808 | 1.4808 | 19.0153
U | d325b | 22.3987 | 50.7663 | 98.6533 | 7.8124 | 1.4808 | 17.3632 | 30.9229 | 84.4054 | 117.715 | 8.1808 | 1.4808 | 19.0153 | 30.9229 | 84.4054 | 117.715 | 8.1808 | 1.4808 | 19.0153
U | d325c | 23.2846 | 55.5198 | 104.355 | 7.8133 | 1.4808 | 17.4191 | 30.9229 | 84.4054 | 117.715 | 8.1808 | 1.4808 | 19.0153 | 30.9229 | 84.4054 | 117.715 | 8.1808 | 1.4808 | 19.0153
U | d325d | 23.676 | 58.5085 | 107.561 | 7.8141 | 1.4808 | 17.6208 | 30.9229 | 84.4054 | 117.715 | 8.1808 | 1.4808 | 19.0153 | 30.9229 | 84.4054 | 117.715 | 8.1808 | 1.4808 | 19.0153
U | d325e | 24.9499 | 60.9444 | 108.282 | 7.8153 | 1.4808 | 18.0655 | 30.9229 | 84.4054 | 117.715 | 8.1808 | 1.4808 | 19.0153 | 30.9229 | 84.4054 | 117.715 | 8.1808 | 1.4808 | 19.0153
U | d325f | 27.7771 | 65.4297 | 111.831 | 7.8222 | 1.4808 | 18.5782 | 30.9229 | 84.4054 | 117.715 | 8.1808 | 1.4808 | 19.0153 | 30.9229 | 84.4054 | 117.715 | 8.1808 | 1.4808 | 19.0153
U | d325g | 30.213 | 72.818 | 114.618 | 7.8299 | 1.4808 | 19.0153 | 30.9229 | 84.4054 | 117.715 | 8.1808 | 1.4808 | 19.0153 | 30.9229 | 84.4054 | 117.715 | 8.1808 | 1.4808 | 19.0153
U | d325h | 30.8072 | 77.0292 | 115.648 | 7.8354 | 1.4808 | 19.0153 | 30.9229 | 84.4054 | 117.715 | 8.1808 | 1.4808 | 19.0153 | 30.9229 | 84.4054 | 117.715 | 8.1808 | 1.4808 | 19.0153
U | d325i | 30.8282 | 78.1728 | 115.892 | 7.839 | 1.4808 | 19.0153 | 30.9229 | 84.4054 | 117.715 | 8.1808 | 1.4808 | 19.0153 | 30.9229 | 84.4054 | 117.715 | 8.1808 | 1.4808 | 19.0153
U | d325j | 30.89 | 76.4894 | 115.671 | 7.8418 | 1.4808 | 19.0153 | 30.9229 | 84.4054 | 117.715 | 8.1808 | 1.4808 | 19.0153 | 30.9229 | 84.4054 | 117.715 | 8.1808 | 1.4808 | 19.0153
U | d325k | 30.9229 | 73.6583 | 115.538 | 7.8441 | 1.4808 | 19.0153 | 30.9229 | 84.4054 | 117.715 | 8.1808 | 1.4808 | 19.0153 | 30.9229 | 84.4054 | 117.715 | 8.1808 | 1.4808 | 19.0153
U | d325l | 30.9229 | 73.4193 | 115.841 | 7.8428 | 1.4808 | 19.0153 | 30.9229 | 84.4054 | 117.715 | 8.1808 | 1.4808 | 19.0153 | 30.9229 | 84.4054 | 117.715 | 8.1808 | 1.4808 | 19.0153
U | d325m | 30.9229 | 76.1307 | 116.282 | 7.8442 | 1.4808 | 19.0153 | 30.9229 | 84.4054 | 117.715 | 8.1808 | 1.4808 | 19.0153 | 30.9229 | 84.4054 | 117.715 | 8.1808 | 1.4808 | 19.0153
U | d325n | 30.9229 | 78.7919 | 116.546 | 7.844 | 1.4808 | 19.0153 | 30.9229 | 84.4054 | 117.715 | 8.1808 | 1.4808 | 19.0153 | 30.9229 | 84.4054 | 117.715 | 8.1808 | 1.4808 | 19.0153
U | d325o | 30.9229 | 80.5873 | 116.805 | 7.8452 | 1.4808 | 19.0153 | 30.9229 | 84.4054 | 117.715 | 8.1808 | 1.4808 | 19.0153 | 30.9229 | 84.4054 | 117.715 | 8.1808 | 1.4808 | 19.0153
U | d325p | 30.9229 | 79.5307 | 116.707 | 7.8396 | 1.4808 | 19.0153 | 30.9229 | 84.4054 | 117.715 | 8.1808 | 1.4808 | 19.0153 | 30.9229 | 84.4054 | 117.715 | 8.1808 | 1.4808 | 19.0153
U | d325q | 30.9229 | 80.5378 | 116.925 | 7.8364 | 1.4808 | 19.0153 | 30.9229 | 84.4054 | 117.715 | 8.1808 | 1.4808 | 19.0153 | 30.9229 | 84.4054 | 117.715 | 8.1808 | 1.4808 | 19.0153
U | d325r | 30.9229 | 80.4535 | 117.156 | 7.8352 | 1.4808 | 19.0153 | 30.9229 | 84.4054 | 117.715 | 8.1808 | 1.4808 | 19.0153 | 30.9229 | 84.4054 | 117.715 | 8.1808 | 1.4808 | 19.0153
U | d325s | 30.8339 | 78.4213 | 116.756 | 7.8339 | 1.4808 | 19.0153 | 30.9229 | 84.4054 | 117.715 | 8.1808 | 1.4808 | 19.0153 | 30.9229 | 84.4054 | 117.715 | 8.1808 | 1.4808 | 19.0153
U | d325t | 30.6448 | 70.7654 | 115.835 | 7.8286 | 1.4808 | 19.0153 | 30.9229 | 84.4054 | 117.715 | 8.1808 | 1.4808 | 19.0153 | 30.9229 | 84.4054 | 117.715 | 8.1808 | 1.4808 | 19.0153
U | d325u | 30.5924 | 68.0429 | 115.506 | 7.8232 | 1.4808 | 18.936 | 30.9229 | 84.4054 | 117.715 | 8.1808 | 1.4808 | 19.0153 | 30.9229 | 84.4054 | 117.715 | 8.1808 | 1.4808 | 19.0153
U | d325v | 29.346 | 60.9307 | 113.421 | 7.8183 | 1.4808 | 18.4031 | 30.9229 | 84.4054 | 117.715 | 8.1808 | 1.4808 | 19.0153 | 30.9229 | 84.4054 | 117.715 | 8.1808 | 1.4808 | 19.0153
U | d325x | 27.6611 | 53.7033 | 104.752 | 7.8172 | 1.4808 | 17.9256 | 30.9229 | 84.4054 | 117.715 | 8.1808 | 1.4808 | 19.0153 | 30.9229 | 84.4054 | 117.715 | 8.1808 | 1.4808 | 19.0153
U | d325y | 27.0011 | 52.3282 | 101.192 | 7.815 | 1.4808 | 17.7793 | 30.9229 | 84.4054 | 117.715 | 8.1808 | 1.4808 | 19.0153 | 30.9229 | 84.4054 | 117.715 | 8.1808 | 1.4808 | 19.0153
U | d326a | 26.6834 | 52.8679 | 100.119 | 7.8131 | 1.4808 | 17.751 | 30.9229 | 84.4054 | 117.715 | 8.1808 | 1.4808 | 19.0153 | 30.9229 | 84.4054 | 117.715 | 8.1808 | 1.4808 | 19.0153
U | d326b | 26.638 | 55.3952 | 101.979 | 7.8139 | 1.4808 | 17.7364 | 30.9229 | 84.4054 | 117.715 | 8.1808 | 1.4808 | 19.0153 | 30.9229 | 84.4054 | 117.715 | 8.1808 | 1.4808 | 19.0153
U | d326c | 26.7467 | 59.5176 | 106.24 | 7.8151 | 1.4808 | 17.7297 | 30.9229 | 84.4054 | 117.715 | 8.1808 | 1.4808 | 19.0153 | 30.9229 | 84.4054 | 117.715 | 8.1808 | 1.4808 | 19.0153
U | d326d | 26.8504 | 63.1155 | 109.446 | 7.816 | 1.4808 | 17.9125 | 30.9229 | 84.4054 | 117.715 | 8.1808 | 1.4808 | 19.0153 | 30.9229 | 84.4054 | 117.715 | 8.1808 | 1.4808 | 19.0153
U | d326e | 27.2964 | 65.8643 | 110.206 | 7.8172 | 1.4808 | 18.0863 | 30.9229 | 84.4054 | 117.715 | 8.1808 | 1.4808 | 19.0153 | 30.9229 | 84.4054 | 117.715 | 8.1808 | 1.4808 | 19.0153
U | d326f | 28.9237 | 70.2265 | 112.794 | 7.8241 | 1.4808 | 18.3212 | 30.9229 | 84.4054 | 117.715 | 8.1808 | 1.4808 | 19.0153 | 30.9229 | 84.4054 | 117.715 | 8.1808 | 1.4808 | 19.0153
U | d326g | 30.7153 | 78.9682 | 115.611 | 7.8353 | 1.4808 | 19.0153 | 30.9229 | 84.4054 | 117.715 | 8.1808 | 1.4808 | 19.0153 | 30.9229 | 84.4054 | 117.715 | 8.1808 | 1.4808 | 19.0153
U | d326h | 30.8345 | 81.6711 | 116.452 | 7.8458 | 1.4808 | 19.0153 | 30.9229 | 84.4054 | 117.715 | 8.1808 | 1.4808 | 19.0153 | 30.9229 | 84.4054 | 117.715 | 8.1808 | 1.4808 | 19.0153
U | d326i | 30.816 | 79.4763 | 115.589 | 7.8423 | 1.4808 | 19.0153 | 30.9229 | 84.4054 | 117.715 | 8.1808 | 1.4808 | 19.0153 | 30.9229 | 84.4054 | 117.715 | 8.1808 | 1.4808 | 19.0153
U | d326j | 30.8855 | 77.8778 | 115.02 | 7.846 | 1.4808 | 19.0153 | 30.9229 | 84.4054 | 117.715 | 8.1808 | 1.4808 | 19.0153 | 30.9229 | 84.4054 | 117.715 | 8.1808 | 1.4808 | 19.0153
U | d326k | 30.9229 | 74.6505 | 113.772 | 7.8444 | 1.4808 | 19.0153 | 30.9229 | 84.4054 | 117.715 | 8.1808 | 1.4808 | 19.0153 | 30.9229 | 84.4054 | 117.715 | 8.1808 | 1.4808 | 19.0153
U | d326l | 30.9229 | 73.6241 | 113.068 | 7.8408 | 1.4808 | 19.0153 | 30.9229 | 84.4054 | 117.715 | 8.1808 | 1.4808 | 19.0153 | 30.9229 | 84.4054 | 117.715 | 8.1808 | 1.4808 | 19.0153
U | d326m | 30.9229 | 77.0063 | 114.897 | 7.8411 | 1.4808 | 19.0153 | 30.9229 | 84.4054 | 117.715 | 8.1808 | 1.4808 | 19.0153 | 30.9229 | 84.4054 | 117.715 | 8.1808 | 1.4808 | 19.0153
U | d326n | 30.9229 | 76.2056 | 114.658 | 7.8377 | 1.4808 | 19.0153 | 30.9229 | 84.4054 | 117.715 | 8.1808 | 1.4808 | 19.0153 | 30.9229 | 84.4054 | 117.715 | 8.1808 | 1.4808 | 19.0153
U | d326o | 30.9229 | 78.1449 | 115.32 | 7.8367 | 1.4808 | 19.0153 | 30.9229 | 84.4054 | 117.715 | 8.1808 | 1.4808 | 19.0153 | 30.9229 | 84.4054 | 117.715 | 8.1808 | 1.4808 | 19.0153
U | d326p | 30.9229 | 80.8008 | 116.073 | 7.8362 | 1.4808 | 19.0153 | 30.9229 | 84.4054 | 117.715 | 8.1808 | 1.4808 | 19.0153 | 30.9229 | 84.4054 | 117.715 | 8.1808 | 1.4808 | 19.0153
U | d326q | 30.8793 | 82.2465 | 116.792 | 7.8332 | 1.4808 | 19.0153 | 30.9229 | 84.4054 | 117.715 | 8.1808 | 1.4808 | 19.0153 | 30.9229 | 84.4054 | 117.715 | 8.1808 | 1.4808 | 19.0153
U | d326r | 30.8178 | 82.2763 | 116.951 | 7.8301 | 1.4808 | 19.0153 | 30.9229 | 84.4054 | 117.715 | 8.1808 | 1.4808 | 19.0153 | 30.9229 | 84.4054 | 117.715 | 8.1808 | 1.4808 | 19.0153
U | d326s | 30.8025 | 81.8889 | 116.863 | 7.8272 | 1.4808 | 19.0153 | 30.9229 | 84.4054 | 117.715 | 8.1808 | 1.4808 | 19.0153 | 30.9229 | 84.4054 | 117.715 | 8.1808 | 1.4808 | 19.0153
U | d326t | 30.3266 | 78.2214 | 115.856 | 7.825 | 1.4808 | 19.0153 | 30.9229 | 84.4054 | 117.715 | 8.1808 | 1.4808 | 19.0153 | 30.9229 | 84.4054 | 117.715 | 8.1808 | 1.4808 | 19.0153
U | d326u | 28.1135 | 71.5696 | 114.598 | 7.8212 | 1.4808 | 19.0153 | 30.9229 | 84.4054 | 117.715 | 8.1808 | 1.4808 | 19.0153 | 30.9229 | 84.4054 | 117.715 | 8.1808 | 1.4808 | 19.0153
U | d326v | 24.1203 | 64.7943 | 111.74 | 7.8165 | 1.4808 | 18.8892 | 30.9229 | 84.4054 | 117.715 | 8.1808 | 1.4808 | 19.0153 | 30.9229 | 84.4054 | 117.715 | 8.1808 | 1.4808 | 19.0153
U | d326x | 22.3004 | 61.1204 | 104.408 | 7.8148 | 1.4808 | 18.6434 | 30.9229 | 84.4054 | 117.715 | 8.1808 | 1.4808 | 19.0153 | 30.9229 | 84.4054 | 117.715 | 8.1808 | 1.4808 | 19.0153
U | d326y | 20.7503 | 59.1674 | 100.741 | 7.8117 | 1.4808 | 18.5423 | 30.9229 | 84.4054 | 117.715 | 8.1808 | 1.4808 | 19.0153 | 30.9229 | 84.4054 | 117.715 | 8.1808 | 1.4808 | 19.0153
U | d327a | 19.8846 | 58.7382 | 99.0346 | 7.8089 | 1.4808 | 18.4356 | 30.9229 | 84.4054 | 117.715 | 8.1808 | 1.4808 | 19.0153 | 30.9229 | 84.4054 | 117.715 | 8.1808 | 1.4808 | 19.0153
U | d327b | 19.5754 | 60.6357 | 101.06 | 7.8088 | 1.4808 | 18.2362 | 30.9229 | 84.4054 | 117.715 | 8.1808 | 1.4808 | 19.0153 | 30.9229 | 84.4054 | 117.715 | 8.1808 | 1.4808 | 19.0153
U | d327c | 20.1047 | 64.7244 | 105.462 | 7.8093 | 1.4808 | 18.1259 | 30.9229 | 84.4054 | 117.715 | 8.1808 | 1.4808 | 19.0153 | 30.9229 | 84.4054 | 117.715 | 8.1808 | 1.4808 | 19.0153
U | d327d | 20.111 | 67.1187 | 107.577 | 7.8094 | 1.4808 | 18.1968 | 30.9229 | 84.4054 | 117.715 | 8.1808 | 1.4808 | 19.0153 | 30.9229 | 84.4054 | 117.715 | 8.1808 | 1.4808 | 19.0153
U | d327e | 21.2273 | 69.9529 | 108.938 | 7.8102 | 1.4808 | 18.408 | 30.9229 | 84.4054 | 117.715 | 8.1808 | 1.4808 | 19.0153 | 30.9229 | 84.4054 | 117.715 | 8.1808 | 1.4808 | 19.0153
U | d327f | 23.8304 | 73.8623 | 112.474 | 7.8161 | 1.4808 | 18.6542 | 30.9229 | 84.4054 | 117.715 | 8.1808 | 1.4808 | 19.0153 | 30.9229 | 84.4054 | 117.715 | 8.1808 | 1.4808 | 19.0153
U | d327g | 27.8822 | 80.2289 | 115.525 | 7.8235 | 1.4808 | 19.0153 | 30.9229 | 84.4054 | 117.715 | 8.1808 | 1.4808 | 19.0153 | 30.9229 | 84.4054 | 117.715 | 8.1808 | 1.4808 | 19.0153
U | d327h | 30.7556 | 83.2245 | 117.276 | 7.8311 | 1.4808 | 19.0153 | 30.9229 | 84.4054 | 117.715 | 8.1808 | 1.4808 | 19.0153 | 30.9229 | 84.4054 | 117.715 | 8.1808 | 1.4808 | 19.0153
U | d327i | 29.7464 | 81.405 | 116.098 | 7.8277 | 1.4808 | 19.0153 | 30.9229 | 84.4054 | 117.715 | 8.1808 | 1.4808 | 19.0153 | 30.9229 | 84.4054 | 117.715 | 8.1808 | 1.4808 | 19.0153
U | d327j | 29.9186 | 80.8501 | 115.913 | 7.8286 | 1.4808 | 19.0153 | 30.9229 | 84.4054 | 117.715 | 8.1808 | 1.4808 | 19.0153 | 30.9229 | 84.4054 | 117.715 | 8.1808 | 1.4808 | 19.0153
U | d327k | 30.2749 | 79.7584 | 115.767 | 7.8289 | 1.4808 | 19.0153 | 30.9229 | 84.4054 | 117.715 | 8.1808 | 1.4808 | 19.0153 | 30.9229 | 84.4054 | 117.715 | 8.1808 | 1.4808 | 19.0153
U | d327l | 30.1523 | 78.3077 | 115.439 | 7.8291 | 1.4808 | 19.0153 | 30.9229 | 84.4054 | 117.715 | 8.1808 | 1.4808 | 19.0153 | 30.9229 | 84.4054 | 117.715 | 8.1808 | 1.4808 | 19.0153
U | d327m | 30.4724 | 78.9055 | 115.801 | 7.8307 | 1.4808 | 19.0153 | 30.9229 | 84.4054 | 117.715 | 8.1808 | 1.4808 | 19.0153 | 30.9229 | 84.4054 | 117.715 | 8.1808 | 1.4808 | 19.0153
U | d327n | 30.5293 | 78.3606 | 115.766 | 7.8308 | 1.4808 | 19.0153 | 30.9229 | 84.4054 | 117.715 | 8.1808 | 1.4808 | 19.0153 | 30.9229 | 84.4054 | 117.715 | 8.1808 | 1.4808 | 19.0153
U | d327o | 30.7823 | 79.2806 | 115.923 | 7.8306 | 1.4808 | 19.0153 | 30.9229 | 84.4054 | 117.715 | 8.1808 | 1.4808 | 19.0153 | 30.9229 | 84.4054 | 117.715 | 8.1808 | 1.4808 | 19.0153
U | d327p | 30.8029 | 80.5085 | 116.261 | 7.83 | 1.4808 | 19.0153 | 30.9229 | 84.4054 | 117.715 | 8.1808 | 1.4808 | 19.0153 | 30.9229 | 84.4054 | 117.715 | 8.1808 | 1.4808 | 19.0153
U | d327q | 30.9229 | 84.0923 | 117.715 | 7.8358 | 1.4808 | 19.0153 | 30.9229 | 84.4054 | 117.715 | 8.1808 | 1.4808 | 19.0153 | 30.9229 | 84.4054 | 117.715 | 8.1808 | 1.4808 | 19.0153
U | d327r | 30.8997 | 82.2937 | 117.261 | 7.8322 | 1.4808 | 19.0153 | 30.9229 | 84.4054 | 117.715 | 8.1808 | 1.4808 | 19.0153 | 30.9229 | 84.4054 | 117.715 | 8.1808 | 1.4808 | 19.0153
U | d327s | 30.8193 | 80.6507 | 116.314 | 7.8288 | 1.4808 | 19.0153 | 30.9229 | 84.4054 | 117.715 | 8.1808 | 1.4808 | 19.0153 | 30.9229 | 84.4054 | 117.715 | 8.1808 | 1.4808 | 19.0153
U | d327t | 30.8059 | 77.988 | 115.53 | 7.8288 | 1.4808 | 19.0153 | 30.9229 | 84.4054 | 117.715 | 8.1808 | 1.4808 | 19.0153 | 30.9229 | 84.4054 | 117.715 | 8.1808 | 1.4808 | 19.0153
U | d327u | 29.6215 | 70.2927 | 111.864 | 7.8224 | 1.4808 | 18.9494 | 30.9229 | 84.4054 | 117.715 | 8.1808 | 1.4808 | 19.0153 | 30.9229 | 84.4054 | 117.715 | 8.1808 | 1.4808 | 19.0153
U | d327v | 28.3018 | 64.2463 | 108.16 | 7.8184 | 1.4808 | 18.5901 | 30.9229 | 84.4054 | 117.715 | 8.1808 | 1.4808 | 19.0153 | 30.9229 | 84.4054 | 117.715 | 8.1808 | 1.4808 | 19.0153
U | d327x | 27.5909 | 58.2263 | 99.7714 | 7.8173 | 1.4808 | 18.343 | 30.9229 | 84.4054 | 117.715 | 8.1808 | 1.4808 | 19.0153 | 30.9229 | 84.4054 | 117.715 | 8.1808 | 1.4808 | 19.0153
U | d327y | 26.7429 | 54.2241 | 93.4229 | 7.8143 | 1.4808 | 18.2529 | 30.9229 | 84.4054 | 117.715 | 8.1808 | 1.4808 | 19.0153 | 30.9229 | 84.4054 | 117.715 | 8.1808 | 1.4808 | 19.0153
U | d328a | 26.3319 | 50.936 | 89.6198 | 7.812 | 1.4808 | 18.2661 | 30.9229 | 84.4054 | 117.715 | 8.1808 | 1.4808 | 19.0153 | 30.9229 | 84.4054 | 117.715 | 8.1808 | 1.4808 | 19.0153
U | d328b | 26.1553 | 51.1801 | 91.058 | 7.8123 | 1.4808 | 18.2368 | 30.9229 | 84.4054 | 117.715 | 8.1808 | 1.4808 | 19.0153 | 30.9229 | 84.4054 | 117.715 | 8.1808 | 1.4808 | 19.0153
U | d328c | 26.1766 | 53.9411 | 94.5108 | 7.8137 | 1.4808 | 18.3007 | 30.9229 | 84.4054 | 117.715 | 8.1808 | 1.4808 | 19.0153 | 30.9229 | 84.4054 | 117.715 | 8.1808 | 1.4808 | 19.0153
U | d328d | 26.1832 | 56.3105 | 97.8739 | 7.8146 | 1.4808 | 18.4649 | 30.9229 | 84.4054 | 117.715 | 8.1808 | 1.4808 | 19.0153 | 30.9229 | 84.4054 | 117.715 | 8.1808 | 1.4808 | 19.0153
U | d328e | 27.0986 | 58.9334 | 98.9609 | 7.8171 | 1.4808 | 18.6077 | 30.9229 | 84.4054 | 117.715 | 8.1808 | 1.4808 | 19.0153 | 30.9229 | 84.4054 | 117.715 | 8.1808 | 1.4808 | 19.0153
U | d328f | 28.7735 | 63.0385 | 104.384 | 7.8223 | 1.4808 | 18.8305 | 30.9229 | 84.4054 | 117.715 | 8.1808 | 1.4808 | 19.0153 | 30.9229 | 84.4054 | 117.715 | 8.1808 | 1.4808 | 19.0153
U | d328g | 30.8133 | 73.9586 | 114.212 | 7.8332 | 1.4808 | 19.0153 | 30.9229 | 84.4054 | 117.715 | 8.1808 | 1.4808 | 19.0153 | 30.9229 | 84.4054 | 117.715 | 8.1808 | 1.4808 | 19.0153
U | d328h | 30.9229 | 78.0091 | 115.594 | 7.8404 | 1.4808 | 19.0153 | 30.9229 | 84.4054 | 117.715 | 8.1808 | 1.4808 | 19.0153 | 30.9229 | 84.4054 | 117.715 | 8.1808 | 1.4808 | 19.0153
U | d328i | 30.8582 | 75.8205 | 115.143 | 7.8381 | 1.4808 | 19.0153 | 30.9229 | 84.4054 | 117.715 | 8.1808 | 1.4808 | 19.0153 | 30.9229 | 84.4054 | 117.715 | 8.1808 | 1.4808 | 19.0153
U | d328j | 30.8445 | 75.1216 | 115.152 | 7.8378 | 1.4808 | 19.0153 | 30.9229 | 84.4054 | 117.715 | 8.1808 | 1.4808 | 19.0153 | 30.9229 | 84.4054 | 117.715 | 8.1808 | 1.4808 | 19.0153
U | d328k | 30.8157 | 75.3999 | 115.498 | 7.8363 | 1.4808 | 19.0153 | 30.9229 | 84.4054 | 117.715 | 8.1808 | 1.4808 | 19.0153 | 30.9229 | 84.4054 | 117.715 | 8.1808 | 1.4808 | 19.0153
U | d328l | 30.816 | 74.3881 | 115.345 | 7.8327 | 1.4808 | 19.0153 | 30.9229 | 84.4054 | 117.715 | 8.1808 | 1.4808 | 19.0153 | 30.9229 | 84.4054 | 117.715 | 8.1808 | 1.4808 | 19.0153
U | d328m | 30.8333 | 76.6879 | 115.779 | 7.8322 | 1.4808 | 19.0153 | 30.9229 | 84.4054 | 117.715 | 8.1808 | 1.4808 | 19.0153 | 30.9229 | 84.4054 | 117.715 | 8.1808 | 1.4808 | 19.0153
U | d328n | 30.8254 | 76.1497 | 115.805 | 7.8304 | 1.4808 | 19.0153 | 30.9229 | 84.4054 | 117.715 | 8.1808 | 1.4808 | 19.0153 | 30.9229 | 84.4054 | 117.715 | 8.1808 | 1.4808 | 19.0153
U | d328o | 30.9229 | 77.282 | 116.164 | 7.8312 | 1.4808 | 19.0153 | 30.9229 | 84.4054 | 117.715 | 8.1808 | 1.4808 | 19.0153 | 30.9229 | 84.4054 | 117.715 | 8.1808 | 1.4808 | 19.0153
U | d328p | 30.9229 | 78.3607 | 116.573 | 7.8321 | 1.4808 | 19.0153 | 30.9229 | 84.4054 | 117.715 | 8.1808 | 1.4808 | 19.0153 | 30.9229 | 84.4054 | 117.715 | 8.1808 | 1.4808 | 19.0153
U | d328q | 30.9229 | 78.2057 | 116.753 | 7.831 | 1.4808 | 19.0153 | 30.9229 | 84.4054 | 117.715 | 8.1808 | 1.4808 | 19.0153 | 30.9229 | 84.4054 | 117.715 | 8.1808 | 1.4808 | 19.0153
U | d328r | 30.9229 | 78.4955 | 116.869 | 7.8312 | 1.4808 | 19.0153 | 30.9229 | 84.4054 | 117.715 | 8.1808 | 1.4808 | 19.0153 | 30.9229 | 84.4054 | 117.715 | 8.1808 | 1.4808 | 19.0153
U | d328s | 30.8267 | 76.5721 | 116.465 | 7.829 | 1.4808 | 19.0153 | 30.9229 | 84.4054 | 117.715 | 8.1808 | 1.4808 | 19.0153 | 30.9229 | 84.4054 | 117.715 | 8.1808 | 1.4808 | 19.0153
U | d328t | 29.6467 | 67.13 | 114.088 | 7.8237 | 1.4808 | 19.0153 | 30.9229 | 84.4054 | 117.715 | 8.1808 | 1.4808 | 19.0153 | 30.9229 | 84.4054 | 117.715 | 8.1808 | 1.4808 | 19.0153
U | d328u | 27.4347 | 60.204 | 109.286 | 7.82 | 1.4808 | 18.6419 | 30.9229 | 84.4054 | 117.715 | 8.1808 | 1.4808 | 19.0153 | 30.9229 | 84.4054 | 117.715 | 8.1808 | 1.4808 | 19.0153
U | d328v | 27.1604 | 60.5288 | 109.923 | 7.8205 | 1.4808 | 18.5527 | 30.9229 | 84.4054 | 117.715 | 8.1808 | 1.4808 | 19.0153 | 30.9229 | 84.4054 | 117.715 | 8.1808 | 1.4808 | 19.0153
U | d328x | 25.6324 | 52.7107 | 98.5658 | 7.8161 | 1.4808 | 18.2571 | 30.9229 | 84.4054 | 117.715 | 8.1808 | 1.4808 | 19.0153 | 30.9229 | 84.4054 | 117.715 | 8.1808 | 1.4808 | 19.0153
U | d328y | 24.9182 | 50.3291 | 93.6276 | 7.8142 | 1.4808 | 18.1073 | 30.9229 | 84.4054 | 117.715 | 8.1808 | 1.4808 | 19.0153 | 30.9229 | 84.4054 | 117.715 | 8.1808 | 1.4808 | 19.0153
U | d329a | 24.6579 | 49.4798 | 91.4572 | 7.8146 | 1.4808 | 18.0712 | 30.9229 | 84.4054 | 117.715 | 8.1808 | 1.4808 | 19.0153 | 30.9229 | 84.4054 | 117.715 | 8.1808 | 1.4808 | 19.0153
U | d329b | 24.7479 | 50.8349 | 92.3994 | 7.8155 | 1.4808 | 18.0045 | 30.9229 | 84.4054 | 117.715 | 8.1808 | 1.4808 | 19.0153 | 30.9229 | 84.4054 | 117.715 | 8.1808 | 1.4808 | 19.0153
U | d329c | 25.0304 | 53.8616 | 95.0639 | 7.8167 | 1.4808 | 18.0556 | 30.9229 | 84.4054 | 117.715 | 8.1808 | 1.4808 | 19.0153 | 30.9229 | 84.4054 | 117.715 | 8.1808 | 1.4808 | 19.0153
U | d329d | 25.316 | 56.8054 | 97.7661 | 7.8181 | 1.4808 | 18.3072 | 30.9229 | 84.4054 | 117.715 | 8.1808 | 1.4808 | 19.0153 | 30.9229 | 84.4054 | 117.715 | 8.1808 | 1.4808 | 19.0153
U | d329e | 26.4725 | 59.5999 | 99.0678 | 7.8204 | 1.4808 | 18.4933 | 30.9229 | 84.4054 | 117.715 | 8.1808 | 1.4808 | 19.0153 | 30.9229 | 84.4054 | 117.715 | 8.1808 | 1.4808 | 19.0153
U | d329f | 28.1439 | 63.8845 | 103.464 | 7.8244 | 1.4808 | 18.6251 | 30.9229 | 84.4054 | 117.715 | 8.1808 | 1.4808 | 19.0153 | 30.9229 | 84.4054 | 117.715 | 8.1808 | 1.4808 | 19.0153
U | d329g | 29.4484 | 71.3794 | 110.458 | 7.829 | 1.4808 | 18.8089 | 30.9229 | 84.4054 | 117.715 | 8.1808 | 1.4808 | 19.0153 | 30.9229 | 84.4054 | 117.715 | 8.1808 | 1.4808 | 19.0153
U | d329h | 30.7814 | 76.9804 | 114.137 | 7.8352 | 1.4808 | 19.0153 | 30.9229 | 84.4054 | 117.715 | 8.1808 | 1.4808 | 19.0153 | 30.9229 | 84.4054 | 117.715 | 8.1808 | 1.4808 | 19.0153
U | d329i | 30.7957 | 76.7362 | 113.988 | 7.8359 | 1.4808 | 19.0153 | 30.9229 | 84.4054 | 117.715 | 8.1808 | 1.4808 | 19.0153 | 30.9229 | 84.4054 | 117.715 | 8.1808 | 1.4808 | 19.0153
U | d329j | 30.7514 | 72.5489 | 111.603 | 7.8311 | 1.4808 | 19.0153 | 30.9229 | 84.4054 | 117.715 | 8.1808 | 1.4808 | 19.0153 | 30.9229 | 84.4054 | 117.715 | 8.1808 | 1.4808 | 19.0153
U | d329k | 30.6731 | 71.2317 | 111.426 | 7.8255 | 1.4808 | 19.0153 | 30.9229 | 84.4054 | 117.715 | 8.1808 | 1.4808 | 19.0153 | 30.9229 | 84.4054 | 117.715 | 8.1808 | 1.4808 | 19.0153
U | d329l | 30.8073 | 71.1471 | 111.792 | 7.8238 | 1.4808 | 19.0153 | 30.9229 | 84.4054 | 117.715 | 8.1808 | 1.4808 | 19.0153 | 30.9229 | 84.4054 | 117.715 | 8.1808 | 1.4808 | 19.0153
U | d329m | 30.7883 | 68.6125 | 110.592 | 7.8217 | 1.4808 | 19.0153 | 30.9229 | 84.4054 | 117.715 | 8.1808 | 1.4808 | 19.0153 | 30.9229 | 84.4054 | 117.715 | 8.1808 | 1.4808 | 19.0153
U | d329n | 30.8074 | 70.5252 | 113.567 | 7.8216 | 1.4808 | 19.0153 | 30.9229 | 84.4054 | 117.715 | 8.1808 | 1.4808 | 19.0153 | 30.9229 | 84.4054 | 117.715 | 8.1808 | 1.4808 | 19.0153
U | d329o | 30.8061 | 71.0158 | 113.792 | 7.8201 | 1.4808 | 19.0153 | 30.9229 | 84.4054 | 117.715 | 8.1808 | 1.4808 | 19.0153 | 30.9229 | 84.4054 | 117.715 | 8.1808 | 1.4808 | 19.0153
U | d329p | 30.7765 | 71.2619 | 113.825 | 7.8189 | 1.4808 | 19.0153 | 30.9229 | 84.4054 | 117.715 | 8.1808 | 1.4808 | 19.0153 | 30.9229 | 84.4054 | 117.715 | 8.1808 | 1.4808 | 19.0153
U | d329q | 30.9229 | 79.6514 | 116.683 | 7.8223 | 1.4808 | 19.0153 | 30.9229 | 84.4054 | 117.715 | 8.1808 | 1.4808 | 19.0153 | 30.9229 | 84.4054 | 117.715 | 8.1808 | 1.4808 | 19.0153
U | d329r | 30.8032 | 76.6589 | 115.601 | 7.8183 | 1.4808 | 19.0153 | 30.9229 | 84.4054 | 117.715 | 8.1808 | 1.4808 | 19.0153 | 30.9229 | 84.4054 | 117.715 | 8.1808 | 1.4808 | 19.0153
U | d329s | 29.7425 | 71.5661 | 113.954 | 7.8159 | 1.4808 | 18.9959 | 30.9229 | 84.4054 | 117.715 | 8.1808 | 1.4808 | 19.0153 | 30.9229 | 84.4054 | 117.715 | 8.1808 | 1.4808 | 19.0153
U | d329t | 28.569 | 66.6447 | 111.776 | 7.8146 | 1.4808 | 18.7226 | 30.9229 | 84.4054 | 117.715 | 8.1808 | 1.4808 | 19.0153 | 30.9229 | 84.4054 | 117.715 | 8.1808 | 1.4808 | 19.0153
U | d329u | 26.6121 | 56.6555 | 104.773 | 7.8104 | 1.4808 | 18.4926 | 30.9229 | 84.4054 | 117.715 | 8.1808 | 1.4808 | 19.0153 | 30.9229 | 84.4054 | 117.715 | 8.1808 | 1.4808 | 19.0153
U | d329v | 25.4593 | 52.611 | 103.378 | 7.8077 | 1.4808 | 18.3864 | 30.9229 | 84.4054 | 117.715 | 8.1808 | 1.4808 | 19.0153 | 30.9229 | 84.4054 | 117.715 | 8.1808 | 1.4808 | 19.0153
U | d329x | 22.8607 | 43.9171 | 88.2429 | 7.8045 | 1.4808 | 18.1876 | 30.9229 | 84.4054 | 117.715 | 8.1808 | 1.4808 | 19.0153 | 30.9229 | 84.4054 | 117.715 | 8.1808 | 1.4808 | 19.0153
U | d329y | 22.4357 | 41.9707 | 84.6916 | 7.8026 | 1.4808 | 18.2841 | 30.9229 | 84.4054 | 117.715 | 8.1808 | 1.4808 | 19.0153 | 30.9229 | 84.4054 | 117.715 | 8.1808 | 1.4808 | 19.0153
U | d330a | 21.8119 | 41.2176 | 83.9469 | 7.8011 | 1.4808 | 18.3787 | 30.9229 | 84.4054 | 117.715 | 8.1808 | 1.4808 | 19.0153 | 30.9229 | 84.4054 | 117.715 | 8.1808 | 1.4808 | 19.0153
U | d330b | 20.86 | 41.5255 | 85.1292 | 7.8007 | 1.4808 | 18.3439 | 30.9229 | 84.4054 | 117.715 | 8.1808 | 1.4808 | 19.0153 | 30.9229 | 84.4054 | 117.715 | 8.1808 | 1.4808 | 19.0153
U | d330c | 20.1727 | 43.9832 | 88.3706 | 7.8011 | 1.4808 | 18.3264 | 30.9229 | 84.4054 | 117.715 | 8.1808 | 1.4808 | 19.0153 | 30.9229 | 84.4054 | 117.715 | 8.1808 | 1.4808 | 19.0153
U | d330d | 19.552 | 45.9464 | 90.9567 | 7.8009 | 1.4808 | 18.3831 | 30.9229 | 84.4054 | 117.715 | 8.1808 | 1.4808 | 19.0153 | 30.9229 | 84.4054 | 117.715 | 8.1808 | 1.4808 | 19.0153
U | d330e | 19.7366 | 47.6132 | 91.3575 | 7.8023 | 1.4808 | 18.3977 | 30.9229 | 84.4054 | 117.715 | 8.1808 | 1.4808 | 19.0153 | 30.9229 | 84.4054 | 117.715 | 8.1808 | 1.4808 | 19.0153
U | d330f | 19.9112 | 51.4328 | 94.7385 | 7.8021 | 1.4808 | 18.454 | 30.9229 | 84.4054 | 117.715 | 8.1808 | 1.4808 | 19.0153 | 30.9229 | 84.4054 | 117.715 | 8.1808 | 1.4808 | 19.0153
U | d330g | 21.3237 | 57.7884 | 100.351 | 7.8055 | 1.4808 | 18.5979 | 30.9229 | 84.4054 | 117.715 | 8.1808 | 1.4808 | 19.0153 | 30.9229 | 84.4054 | 117.715 | 8.1808 | 1.4808 | 19.0153
U | d330h | 22.6799 | 60.4501 | 101.982 | 7.8091 | 1.4808 | 18.7064 | 30.9229 | 84.4054 | 117.715 | 8.1808 | 1.4808 | 19.0153 | 30.9229 | 84.4054 | 117.715 | 8.1808 | 1.4808 | 19.0153
U | d330i | 22.1426 | 58.0608 | 98.5181 | 7.8102 | 1.4808 | 18.5734 | 30.9229 | 84.4054 | 117.715 | 8.1808 | 1.4808 | 19.0153 | 30.9229 | 84.4054 | 117.715 | 8.1808 | 1.4808 | 19.0153
U | d330j | 21.7698 | 54.8416 | 93.1059 | 7.8105 | 1.4808 | 18.5205 | 30.9229 | 84.4054 | 117.715 | 8.1808 | 1.4808 | 19.0153 | 30.9229 | 84.4054 | 117.715 | 8.1808 | 1.4808 | 19.0153
U | d330k | 22.1047 | 55.3615 | 90.1613 | 7.8094 | 1.4808 | 18.4912 | 30.9229 | 84.4054 | 117.715 | 8.1808 | 1.4808 | 19.0153 | 30.9229 | 84.4054 | 117.715 | 8.1808 | 1.4808 | 19.0153
U | d330l | 22.6538 | 57.5031 | 92.5537 | 7.8113 | 1.4808 | 18.6707 | 30.9229 | 84.4054 | 117.715 | 8.1808 | 1.4808 | 19.0153 | 30.9229 | 84.4054 | 117.715 | 8.1808 | 1.4808 | 19.0153
U | d330m | 22.0157 | 60.4346 | 93.0321 | 7.8117 | 1.4808 | 18.7268 | 30.9229 | 84.4054 | 117.715 | 8.1808 | 1.4808 | 19.0153 | 30.9229 | 84.4054 | 117.715 | 8.1808 | 1.4808 | 19.0153
U | d330n | 22.4949 | 65.4622 | 103.562 | 7.8136 | 1.4808 | 19.0153 | 30.9229 | 84.4054 | 117.715 | 8.1808 | 1.4808 | 19.0153 | 30.9229 | 84.4054 | 117.715 | 8.1808 | 1.4808 | 19.0153
U | d330o | 22.682 | 68.8971 | 106.443 | 7.8147 | 1.4808 | 19.0153 | 30.9229 | 84.4054 | 117.715 | 8.1808 | 1.4808 | 19.0153 | 30.9229 | 84.4054 | 117.715 | 8.1808 | 1.4808 | 19.0153
U | d330p | 24.9696 | 75.9519 | 112.163 | 7.8177 | 1.4808 | 19.0153 | 30.9229 | 84.4054 | 117.715 | 8.1808 | 1.4808 | 19.0153 | 30.9229 | 84.4054 | 117.715 | 8.1808 | 1.4808 | 19.0153
U | d330q | 26.6925 | 78.753 | 113.928 | 7.8191 | 1.4808 | 19.0153 | 30.9229 | 84.4054 | 117.715 | 8.1808 | 1.4808 | 19.0153 | 30.9229 | 84.4054 | 117.715 | 8.1808 | 1.4808 | 19.0153
U | d330r | 27.4557 | 80.2559 | 114.986 | 7.8187 | 1.4808 | 19.0153 | 30.9229 | 84.4054 | 117.715 | 8.1808 | 1.4808 | 19.0153 | 30.9229 | 84.4054 | 117.715 | 8.1808 | 1.4808 | 19.0153
U | d330s | 26.1226 | 78.0284 | 112.775 | 7.8167 | 1.4808 | 18.8311 | 30.9229 | 84.4054 | 117.715 | 8.1808 | 1.4808 | 19.0153 | 30.9229 | 84.4054 | 117.715 | 8.1808 | 1.4808 | 19.0153
U | d330t | 26.4372 | 75.9528 | 111.938 | 7.8162 | 1.4808 | 18.6848 | 30.9229 | 84.4054 | 117.715 | 8.1808 | 1.4808 | 19.0153 | 30.9229 | 84.4054 | 117.715 | 8.1808 | 1.4808 | 19.0153
U | d330u | 25.2756 | 68.4612 | 103.969 | 7.814 | 1.4808 | 18.1315 | 30.9229 | 84.4054 | 117.715 | 8.1808 | 1.4808 | 19.0153 | 30.9229 | 84.4054 | 117.715 | 8.1808 | 1.4808 | 19.0153
U | d330v | 25.5149 | 68.192 | 105.911 | 7.8137 | 1.4808 | 18.3363 | 30.9229 | 84.4054 | 117.715 | 8.1808 | 1.4808 | 19.0153 | 30.9229 | 84.4054 | 117.715 | 8.1808 | 1.4808 | 19.0153
U | d330x | 24.421 | 58.4051 | 94.052 | 7.8099 | 1.4808 | 17.6379 | 30.9229 | 84.4054 | 117.715 | 8.1808 | 1.4808 | 19.0153 | 30.9229 | 84.4054 | 117.715 | 8.1808 | 1.4808 | 19.0153
U | d330y | 24.265 | 56.7372 | 91.1812 | 7.8084 | 1.4808 | 17.696 | 30.9229 | 84.4054 | 117.715 | 8.1808 | 1.4808 | 19.0153 | 30.9229 | 84.4054 | 117.715 | 8.1808 | 1.4808 | 19.0153
U | d331a | 23.1585 | 51.3702 | 84.1101 | 7.8052 | 1.4808 | 17.5208 | 30.9229 | 84.4054 | 117.715 | 8.1808 | 1.4808 | 19.0153 | 30.9229 | 84.4054 | 117.715 | 8.1808 | 1.4808 | 19.0153
U | d331b | 23.2646 | 51.6521 | 85.7739 | 7.805 | 1.4808 | 17.5203 | 30.9229 | 84.4054 | 117.715 | 8.1808 | 1.4808 | 19.0153 | 30.9229 | 84.4054 | 117.715 | 8.1808 | 1.4808 | 19.0153
U | d331c | 23.4783 | 52.8718 | 89.2449 | 7.8045 | 1.4808 | 17.5233 | 30.9229 | 84.4054 | 117.715 | 8.1808 | 1.4808 | 19.0153 | 30.9229 | 84.4054 | 117.715 | 8.1808 | 1.4808 | 19.0153
U | d331d | 23.3628 | 53.699 | 91.5872 | 7.8036 | 1.4808 | 17.6171 | 30.9229 | 84.4054 | 117.715 | 8.1808 | 1.4808 | 19.0153 | 30.9229 | 84.4054 | 117.715 | 8.1808 | 1.4808 | 19.0153
U | d331e | 23.8944 | 54.5517 | 92.7538 | 7.8049 | 1.4808 | 17.8747 | 30.9229 | 84.4054 | 117.715 | 8.1808 | 1.4808 | 19.0153 | 30.9229 | 84.4054 | 117.715 | 8.1808 | 1.4808 | 19.0153
U | d331f | 23.9837 | 57.2046 | 94.7286 | 7.8058 | 1.4808 | 18.2014 | 30.9229 | 84.4054 | 117.715 | 8.1808 | 1.4808 | 19.0153 | 30.9229 | 84.4054 | 117.715 | 8.1808 | 1.4808 | 19.0153
U | d331g | 26.3323 | 63.594 | 101.54 | 7.8121 | 1.4808 | 19.0062 | 30.9229 | 84.4054 | 117.715 | 8.1808 | 1.4808 | 19.0153 | 30.9229 | 84.4054 | 117.715 | 8.1808 | 1.4808 | 19.0153
U | d331h | 28.8487 | 70.0471 | 105.842 | 7.817 | 1.4808 | 19.0153 | 30.9229 | 84.4054 | 117.715 | 8.1808 | 1.4808 | 19.0153 | 30.9229 | 84.4054 | 117.715 | 8.1808 | 1.4808 | 19.0153
U | d331i | 29.002 | 70.3639 | 105.16 | 7.8185 | 1.4808 | 19.0153 | 30.9229 | 84.4054 | 117.715 | 8.1808 | 1.4808 | 19.0153 | 30.9229 | 84.4054 | 117.715 | 8.1808 | 1.4808 | 19.0153
U | d331j | 29.7069 | 69.6147 | 104.69 | 7.82 | 1.4808 | 19.0153 | 30.9229 | 84.4054 | 117.715 | 8.1808 | 1.4808 | 19.0153 | 30.9229 | 84.4054 | 117.715 | 8.1808 | 1.4808 | 19.0153
U | d331k | 29.9343 | 66.6131 | 100.943 | 7.8199 | 1.4808 | 19.0153 | 30.9229 | 84.4054 | 117.715 | 8.1808 | 1.4808 | 19.0153 | 30.9229 | 84.4054 | 117.715 | 8.1808 | 1.4808 | 19.0153
U | d331l | 29.4069 | 65.6346 | 100.978 | 7.82 | 1.4808 | 19.0153 | 30.9229 | 84.4054 | 117.715 | 8.1808 | 1.4808 | 19.0153 | 30.9229 | 84.4054 | 117.715 | 8.1808 | 1.4808 | 19.0153
U | d331m | 29.1439 | 67.0569 | 103.729 | 7.8203 | 1.4808 | 19.0153 | 30.9229 | 84.4054 | 117.715 | 8.1808 | 1.4808 | 19.0153 | 30.9229 | 84.4054 | 117.715 | 8.1808 | 1.4808 | 19.0153
U | d331n | 29.4841 | 68.5782 | 108.12 | 7.8208 | 1.4808 | 19.0153 | 30.9229 | 84.4054 | 117.715 | 8.1808 | 1.4808 | 19.0153 | 30.9229 | 84.4054 | 117.715 | 8.1808 | 1.4808 | 19.0153
U | d331o | 30.1282 | 71.4209 | 110.956 | 7.8215 | 1.4808 | 19.0153 | 30.9229 | 84.4054 | 117.715 | 8.1808 | 1.4808 | 19.0153 | 30.9229 | 84.4054 | 117.715 | 8.1808 | 1.4808 | 19.0153
U | d331p | 30.4452 | 74.231 | 114.175 | 7.822 | 1.4808 | 19.0153 | 30.9229 | 84.4054 | 117.715 | 8.1808 | 1.4808 | 19.0153 | 30.9229 | 84.4054 | 117.715 | 8.1808 | 1.4808 | 19.0153
U | d331q | 29.3441 | 73.6788 | 113.813 | 7.82 | 1.4808 | 19.0153 | 30.9229 | 84.4054 | 117.715 | 8.1808 | 1.4808 | 19.0153 | 30.9229 | 84.4054 | 117.715 | 8.1808 | 1.4808 | 19.0153
U | d331r | 30.4172 | 76.9494 | 115.93 | 7.8225 | 1.4808 | 19.0153 | 30.9229 | 84.4054 | 117.715 | 8.1808 | 1.4808 | 19.0153 | 30.9229 | 84.4054 | 117.715 | 8.1808 | 1.4808 | 19.0153
U | d331s | 28.1463 | 72.03 | 114.967 | 7.821 | 1.4808 | 19.0153 | 30.9229 | 84.4054 | 117.715 | 8.1808 | 1.4808 | 19.0153 | 30.9229 | 84.4054 | 117.715 | 8.1808 | 1.4808 | 19.0153
U | d331t | 24.5361 | 61.2642 | 110.285 | 7.8172 | 1.4808 | 18.8234 | 30.9229 | 84.4054 | 117.715 | 8.1808 | 1.4808 | 19.0153 | 30.9229 | 84.4054 | 117.715 | 8.1808 | 1.4808 | 19.0153
U | d331u | 22.9128 | 56.8814 | 107.232 | 7.8143 | 1.4808 | 18.2769 | 30.9229 | 84.4054 | 117.715 | 8.1808 | 1.4808 | 19.0153 | 30.9229 | 84.4054 | 117.715 | 8.1808 | 1.4808 | 19.0153
U | d331v | 21.108 | 55.4373 | 106.215 | 7.8122 | 1.4808 | 17.9835 | 30.9229 | 84.4054 | 117.715 | 8.1808 | 1.4808 | 19.0153 | 30.9229 | 84.4054 | 117.715 | 8.1808 | 1.4808 | 19.0153
U | d331x | 19.8124 | 47.2573 | 97.4053 | 7.8101 | 1.4808 | 17.3075 | 30.9229 | 84.4054 | 117.715 | 8.1808 | 1.4808 | 19.0153 | 30.9229 | 84.4054 | 117.715 | 8.1808 | 1.4808 | 19.0153
U | d331y | 19.7361 | 46.2567 | 94.9293 | 7.8091 | 1.4808 | 17.2514 | 30.9229 | 84.4054 | 117.715 | 8.1808 | 1.4808 | 19.0153 | 30.9229 | 84.4054 | 117.715 | 8.1808 | 1.4808 | 19.0153
U | d332a | 19.3865 | 43.9235 | 90.7076 | 7.8069 | 1.4808 | 17.0663 | 30.9229 | 84.4054 | 117.715 | 8.1808 | 1.4808 | 19.0153 | 30.9229 | 84.4054 | 117.715 | 8.1808 | 1.4808 | 19.0153
U | d332b | 19.8184 | 46.8469 | 94.0022 | 7.8068 | 1.4808 | 17.0531 | 30.9229 | 84.4054 | 117.715 | 8.1808 | 1.4808 | 19.0153 | 30.9229 | 84.4054 | 117.715 | 8.1808 | 1.4808 | 19.0153
U | d332c | 20.7488 | 52.4496 | 101.658 | 7.8078 | 1.4808 | 17.2774 | 30.9229 | 84.4054 | 117.715 | 8.1808 | 1.4808 | 19.0153 | 30.9229 | 84.4054 | 117.715 | 8.1808 | 1.4808 | 19.0153
U | d332d | 21.4041 | 55.4608 | 104.509 | 7.8083 | 1.4808 | 17.4402 | 30.9229 | 84.4054 | 117.715 | 8.1808 | 1.4808 | 19.0153 | 30.9229 | 84.4054 | 117.715 | 8.1808 | 1.4808 | 19.0153
U | d332e | 23.1732 | 58.9987 | 106.438 | 7.8096 | 1.4808 | 18.2475 | 30.9229 | 84.4054 | 117.715 | 8.1808 | 1.4808 | 19.0153 | 30.9229 | 84.4054 | 117.715 | 8.1808 | 1.4808 | 19.0153
U | d332f | 25.7249 | 62.8163 | 109.74 | 7.8159 | 1.4808 | 18.6737 | 30.9229 | 84.4054 | 117.715 | 8.1808 | 1.4808 | 19.0153 | 30.9229 | 84.4054 | 117.715 | 8.1808 | 1.4808 | 19.0153
U | d332g | 29.9078 | 69.9427 | 113.725 | 7.822 | 1.4808 | 19.0153 | 30.9229 | 84.4054 | 117.715 | 8.1808 | 1.4808 | 19.0153 | 30.9229 | 84.4054 | 117.715 | 8.1808 | 1.4808 | 19.0153
U | d332h | 30.797 | 75.7114 | 115.05 | 7.826 | 1.4808 | 19.0153 | 30.9229 | 84.4054 | 117.715 | 8.1808 | 1.4808 | 19.0153 | 30.9229 | 84.4054 | 117.715 | 8.1808 | 1.4808 | 19.0153
U | d332i | 30.799 | 75.0644 | 114.718 | 7.8276 | 1.4808 | 19.0153 | 30.9229 | 84.4054 | 117.715 | 8.1808 | 1.4808 | 19.0153 | 30.9229 | 84.4054 | 117.715 | 8.1808 | 1.4808 | 19.0153
U | d332j | 30.6962 | 71.6323 | 113.668 | 7.8269 | 1.4808 | 19.0153 | 30.9229 | 84.4054 | 117.715 | 8.1808 | 1.4808 | 19.0153 | 30.9229 | 84.4054 | 117.715 | 8.1808 | 1.4808 | 19.0153
U | d332k | 29.759 | 69.565 | 113.29 | 7.8274 | 1.4808 | 19.0153 | 30.9229 | 84.4054 | 117.715 | 8.1808 | 1.4808 | 19.0153 | 30.9229 | 84.4054 | 117.715 | 8.1808 | 1.4808 | 19.0153
U | d332l | 29.5064 | 66.9526 | 112.695 | 7.8277 | 1.4808 | 19.0153 | 30.9229 | 84.4054 | 117.715 | 8.1808 | 1.4808 | 19.0153 | 30.9229 | 84.4054 | 117.715 | 8.1808 | 1.4808 | 19.0153
U | d332m | 30.4198 | 70.9833 | 114.857 | 7.8313 | 1.4808 | 19.0153 | 30.9229 | 84.4054 | 117.715 | 8.1808 | 1.4808 | 19.0153 | 30.9229 | 84.4054 | 117.715 | 8.1808 | 1.4808 | 19.0153
U | d332n | 30.3186 | 71.3163 | 115.002 | 7.8301 | 1.4808 | 19.0153 | 30.9229 | 84.4054 | 117.715 | 8.1808 | 1.4808 | 19.0153 | 30.9229 | 84.4054 | 117.715 | 8.1808 | 1.4808 | 19.0153
U | d332o | 29.9445 | 70.0825 | 115.082 | 7.8278 | 1.4808 | 19.0153 | 30.9229 | 84.4054 | 117.715 | 8.1808 | 1.4808 | 19.0153 | 30.9229 | 84.4054 | 117.715 | 8.1808 | 1.4808 | 19.0153
U | d332p | 30.575 | 75.5468 | 116.263 | 7.8306 | 1.4808 | 19.0153 | 30.9229 | 84.4054 | 117.715 | 8.1808 | 1.4808 | 19.0153 | 30.9229 | 84.4054 | 117.715 | 8.1808 | 1.4808 | 19.0153
U | d332q | 30.4124 | 77.1167 | 116.657 | 7.8287 | 1.4808 | 19.0153 | 30.9229 | 84.4054 | 117.715 | 8.1808 | 1.4808 | 19.0153 | 30.9229 | 84.4054 | 117.715 | 8.1808 | 1.4808 | 19.0153
U | d332r | 30.713 | 81.2832 | 117.715 | 7.8309 | 1.4808 | 19.0153 | 30.9229 | 84.4054 | 117.715 | 8.1808 | 1.4808 | 19.0153 | 30.9229 | 84.4054 | 117.715 | 8.1808 | 1.4808 | 19.0153
U | d332s | 29.101 | 75.1338 | 116.446 | 7.8263 | 1.4808 | 19.0153 | 30.9229 | 84.4054 | 117.715 | 8.1808 | 1.4808 | 19.0153 | 30.9229 | 84.4054 | 117.715 | 8.1808 | 1.4808 | 19.0153
U | d332t | 26.812 | 70.311 | 115.714 | 7.8235 | 1.4808 | 19.0153 | 30.9229 | 84.4054 | 117.715 | 8.1808 | 1.4808 | 19.0153 | 30.9229 | 84.4054 | 117.715 | 8.1808 | 1.4808 | 19.0153
U | d332u | 23.8643 | 63.5275 | 114.711 | 7.8177 | 1.4808 | 18.672 | 30.9229 | 84.4054 | 117.715 | 8.1808 | 1.4808 | 19.0153 | 30.9229 | 84.4054 | 117.715 | 8.1808 | 1.4808 | 19.0153
U | d332v | 20.808 | 56.3069 | 111.604 | 7.8117 | 1.4808 | 18.2241 | 30.9229 | 84.4054 | 117.715 | 8.1808 | 1.4808 | 19.0153 | 30.9229 | 84.4054 | 117.715 | 8.1808 | 1.4808 | 19.0153
U | d332x | 19.4707 | 55.1586 | 107.426 | 7.8102 | 1.4808 | 17.9457 | 30.9229 | 84.4054 | 117.715 | 8.1808 | 1.4808 | 19.0153 | 30.9229 | 84.4054 | 117.715 | 8.1808 | 1.4808 | 19.0153
U | d332y | 18.8506 | 51.9081 | 100.947 | 7.8072 | 1.4808 | 17.5746 | 30.9229 | 84.4054 | 117.715 | 8.1808 | 1.4808 | 19.0153 | 30.9229 | 84.4054 | 117.715 | 8.1808 | 1.4808 | 19.0153
U | d333a | 19.2665 | 52.8089 | 99.7052 | 7.8052 | 1.4808 | 17.6267 | 30.9229 | 84.4054 | 117.715 | 8.1808 | 1.4808 | 19.0153 | 30.9229 | 84.4054 | 117.715 | 8.1808 | 1.4808 | 19.0153
U | d333b | 19.7337 | 55.3019 | 100.424 | 7.8049 | 1.4808 | 17.5717 | 30.9229 | 84.4054 | 117.715 | 8.1808 | 1.4808 | 19.0153 | 30.9229 | 84.4054 | 117.715 | 8.1808 | 1.4808 | 19.0153
U | d333c | 20.8354 | 59.5093 | 105.871 | 7.8053 | 1.4808 | 17.6594 | 30.9229 | 84.4054 | 117.715 | 8.1808 | 1.4808 | 19.0153 | 30.9229 | 84.4054 | 117.715 | 8.1808 | 1.4808 | 19.0153
U | d333d | 21.4967 | 62.4369 | 109.064 | 7.8055 | 1.4808 | 17.9008 | 30.9229 | 84.4054 | 117.715 | 8.1808 | 1.4808 | 19.0153 | 30.9229 | 84.4054 | 117.715 | 8.1808 | 1.4808 | 19.0153
U | d333e | 23.0441 | 65.625 | 110.702 | 7.8069 | 1.4808 | 18.4362 | 30.9229 | 84.4054 | 117.715 | 8.1808 | 1.4808 | 19.0153 | 30.9229 | 84.4054 | 117.715 | 8.1808 | 1.4808 | 19.0153
U | d333f | 25.5575 | 69.9551 | 113.724 | 7.8134 | 1.4808 | 18.7971 | 30.9229 | 84.4054 | 117.715 | 8.1808 | 1.4808 | 19.0153 | 30.9229 | 84.4054 | 117.715 | 8.1808 | 1.4808 | 19.0153
U | d333g | 30.7409 | 79.1699 | 116.248 | 7.8209 | 1.4808 | 19.0153 | 30.9229 | 84.4054 | 117.715 | 8.1808 | 1.4808 | 19.0153 | 30.9229 | 84.4054 | 117.715 | 8.1808 | 1.4808 | 19.0153
U | d333h | 30.8039 | 81.3484 | 116.777 | 7.8227 | 1.4808 | 19.0153 | 30.9229 | 84.4054 | 117.715 | 8.1808 | 1.4808 | 19.0153 | 30.9229 | 84.4054 | 117.715 | 8.1808 | 1.4808 | 19.0153
U | d333i | 30.8001 | 79.5155 | 116.46 | 7.8232 | 1.4808 | 19.0153 | 30.9229 | 84.4054 | 117.715 | 8.1808 | 1.4808 | 19.0153 | 30.9229 | 84.4054 | 117.715 | 8.1808 | 1.4808 | 19.0153
U | d333j | 30.7962 | 79.0278 | 116.584 | 7.8245 | 1.4808 | 19.0153 | 30.9229 | 84.4054 | 117.715 | 8.1808 | 1.4808 | 19.0153 | 30.9229 | 84.4054 | 117.715 | 8.1808 | 1.4808 | 19.0153
U | d333k | 30.7647 | 79.7746 | 116.599 | 7.8254 | 1.4808 | 19.0153 | 30.9229 | 84.4054 | 117.715 | 8.1808 | 1.4808 | 19.0153 | 30.9229 | 84.4054 | 117.715 | 8.1808 | 1.4808 | 19.0153
U | d333l | 30.7593 | 80.4656 | 116.674 | 7.8265 | 1.4808 | 19.0153 | 30.9229 | 84.4054 | 117.715 | 8.1808 | 1.4808 | 19.0153 | 30.9229 | 84.4054 | 117.715 | 8.1808 | 1.4808 | 19.0153
U | d333m | 30.7306 | 80.7488 | 116.617 | 7.8259 | 1.4808 | 19.0153 | 30.9229 | 84.4054 | 117.715 | 8.1808 | 1.4808 | 19.0153 | 30.9229 | 84.4054 | 117.715 | 8.1808 | 1.4808 | 19.0153
U | d333n | 30.7878 | 80.5065 | 116.649 | 7.8267 | 1.4808 | 19.0153 | 30.9229 | 84.4054 | 117.715 | 8.1808 | 1.4808 | 19.0153 | 30.9229 | 84.4054 | 117.715 | 8.1808 | 1.4808 | 19.0153
U | d333o | 30.7926 | 79.4574 | 116.635 | 7.8265 | 1.4808 | 19.0153 | 30.9229 | 84.4054 | 117.715 | 8.1808 | 1.4808 | 19.0153 | 30.9229 | 84.4054 | 117.715 | 8.1808 | 1.4808 | 19.0153
U | d333p | 30.7944 | 78.171 | 116.503 | 7.8262 | 1.4808 | 19.0153 | 30.9229 | 84.4054 | 117.715 | 8.1808 | 1.4808 | 19.0153 | 30.9229 | 84.4054 | 117.715 | 8.1808 | 1.4808 | 19.0153
U | d333q | 30.8026 | 79.4876 | 116.861 | 7.8262 | 1.4808 | 19.0153 | 30.9229 | 84.4054 | 117.715 | 8.1808 | 1.4808 | 19.0153 | 30.9229 | 84.4054 | 117.715 | 8.1808 | 1.4808 | 19.0153
U | d333r | 30.8061 | 80.4795 | 117.671 | 7.8265 | 1.4808 | 19.0153 | 30.9229 | 84.4054 | 117.715 | 8.1808 | 1.4808 | 19.0153 | 30.9229 | 84.4054 | 117.715 | 8.1808 | 1.4808 | 19.0153
U | d333s | 30.5028 | 74.5432 | 116.452 | 7.8221 | 1.4808 | 19.0153 | 30.9229 | 84.4054 | 117.715 | 8.1808 | 1.4808 | 19.0153 | 30.9229 | 84.4054 | 117.715 | 8.1808 | 1.4808 | 19.0153
U | d333t | 29.2992 | 70.2082 | 115.993 | 7.8217 | 1.4808 | 19.0153 | 30.9229 | 84.4054 | 117.715 | 8.1808 | 1.4808 | 19.0153 | 30.9229 | 84.4054 | 117.715 | 8.1808 | 1.4808 | 19.0153
U | d333u | 25.8577 | 62.2092 | 113.625 | 7.8173 | 1.4808 | 18.6638 | 30.9229 | 84.4054 | 117.715 | 8.1808 | 1.4808 | 19.0153 | 30.9229 | 84.4054 | 117.715 | 8.1808 | 1.4808 | 19.0153
U | d333v | 24.192 | 57.69 | 110.758 | 7.8129 | 1.4808 | 18.2254 | 30.9229 | 84.4054 | 117.715 | 8.1808 | 1.4808 | 19.0153 | 30.9229 | 84.4054 | 117.715 | 8.1808 | 1.4808 | 19.0153
U | d333x | 23.5916 | 54.1302 | 102.929 | 7.8114 | 1.4808 | 17.81 | 30.9229 | 84.4054 | 117.715 | 8.1808 | 1.4808 | 19.0153 | 30.9229 | 84.4054 | 117.715 | 8.1808 | 1.4808 | 19.0153
U | d333y | 23.2966 | 51.5161 | 98.3962 | 7.8087 | 1.4808 | 17.6368 | 30.9229 | 84.4054 | 117.715 | 8.1808 | 1.4808 | 19.0153 | 30.9229 | 84.4054 | 117.715 | 8.1808 | 1.4808 | 19.0153
U | d334a | 23.4382 | 50.1653 | 96.3673 | 7.8069 | 1.4808 | 17.6188 | 30.9229 | 84.4054 | 117.715 | 8.1808 | 1.4808 | 19.0153 | 30.9229 | 84.4054 | 117.715 | 8.1808 | 1.4808 | 19.0153
U | d334b | 23.6438 | 50.8037 | 97.6189 | 7.808 | 1.4808 | 17.5911 | 30.9229 | 84.4054 | 117.715 | 8.1808 | 1.4808 | 19.0153 | 30.9229 | 84.4054 | 117.715 | 8.1808 | 1.4808 | 19.0153
U | d334c | 24.2207 | 54.2609 | 103.559 | 7.81 | 1.4808 | 17.658 | 30.9229 | 84.4054 | 117.715 | 8.1808 | 1.4808 | 19.0153 | 30.9229 | 84.4054 | 117.715 | 8.1808 | 1.4808 | 19.0153
U | d334d | 24.4741 | 56.1391 | 106.495 | 7.8116 | 1.4808 | 17.8032 | 30.9229 | 84.4054 | 117.715 | 8.1808 | 1.4808 | 19.0153 | 30.9229 | 84.4054 | 117.715 | 8.1808 | 1.4808 | 19.0153
U | d334e | 25.5415 | 56.9001 | 106.77 | 7.8131 | 1.4808 | 18.3081 | 30.9229 | 84.4054 | 117.715 | 8.1808 | 1.4808 | 19.0153 | 30.9229 | 84.4054 | 117.715 | 8.1808 | 1.4808 | 19.0153
U | d334f | 28.0526 | 60.1656 | 110.397 | 7.8204 | 1.4808 | 18.6949 | 30.9229 | 84.4054 | 117.715 | 8.1808 | 1.4808 | 19.0153 | 30.9229 | 84.4054 | 117.715 | 8.1808 | 1.4808 | 19.0153
U | d334g | 30.799 | 69.4562 | 114.827 | 7.8294 | 1.4808 | 19.0153 | 30.9229 | 84.4054 | 117.715 | 8.1808 | 1.4808 | 19.0153 | 30.9229 | 84.4054 | 117.715 | 8.1808 | 1.4808 | 19.0153
U | d334h | 30.8177 | 74.1822 | 115.91 | 7.836 | 1.4808 | 19.0153 | 30.9229 | 84.4054 | 117.715 | 8.1808 | 1.4808 | 19.0153 | 30.9229 | 84.4054 | 117.715 | 8.1808 | 1.4808 | 19.0153
U | d334i | 30.8218 | 74.3689 | 115.935 | 7.837 | 1.4808 | 19.0153 | 30.9229 | 84.4054 | 117.715 | 8.1808 | 1.4808 | 19.0153 | 30.9229 | 84.4054 | 117.715 | 8.1808 | 1.4808 | 19.0153
U | d334j | 30.8096 | 69.3462 | 114.839 | 7.8341 | 1.4808 | 19.0153 | 30.9229 | 84.4054 | 117.715 | 8.1808 | 1.4808 | 19.0153 | 30.9229 | 84.4054 | 117.715 | 8.1808 | 1.4808 | 19.0153
U | d334k | 30.8086 | 67.3032 | 114.115 | 7.8337 | 1.4808 | 19.0153 | 30.9229 | 84.4054 | 117.715 | 8.1808 | 1.4808 | 19.0153 | 30.9229 | 84.4054 | 117.715 | 8.1808 | 1.4808 | 19.0153
U | d334l | 30.8155 | 68.8166 | 115.408 | 7.8352 | 1.4808 | 19.0153 | 30.9229 | 84.4054 | 117.715 | 8.1808 | 1.4808 | 19.0153 | 30.9229 | 84.4054 | 117.715 | 8.1808 | 1.4808 | 19.0153
U | d334m | 30.8079 | 66.3844 | 115.27 | 7.8339 | 1.4808 | 19.0153 | 30.9229 | 84.4054 | 117.715 | 8.1808 | 1.4808 | 19.0153 | 30.9229 | 84.4054 | 117.715 | 8.1808 | 1.4808 | 19.0153
U | d334n | 30.8056 | 65.1673 | 115.109 | 7.8339 | 1.4808 | 19.0153 | 30.9229 | 84.4054 | 117.715 | 8.1808 | 1.4808 | 19.0153 | 30.9229 | 84.4054 | 117.715 | 8.1808 | 1.4808 | 19.0153
U | d334o | 30.807 | 65.8316 | 114.969 | 7.8343 | 1.4808 | 19.0153 | 30.9229 | 84.4054 | 117.715 | 8.1808 | 1.4808 | 19.0153 | 30.9229 | 84.4054 | 117.715 | 8.1808 | 1.4808 | 19.0153
U | d334p | 30.7999 | 66.1052 | 115.255 | 7.8306 | 1.4808 | 19.0153 | 30.9229 | 84.4054 | 117.715 | 8.1808 | 1.4808 | 19.0153 | 30.9229 | 84.4054 | 117.715 | 8.1808 | 1.4808 | 19.0153
U | d334q | 30.806 | 70.5574 | 116.399 | 7.8303 | 1.4808 | 19.0153 | 30.9229 | 84.4054 | 117.715 | 8.1808 | 1.4808 | 19.0153 | 30.9229 | 84.4054 | 117.715 | 8.1808 | 1.4808 | 19.0153
U | d334r | 30.8056 | 71.6217 | 116.523 | 7.8303 | 1.4808 | 19.0153 | 30.9229 | 84.4054 | 117.715 | 8.1808 | 1.4808 | 19.0153 | 30.9229 | 84.4054 | 117.715 | 8.1808 | 1.4808 | 19.0153
U | d334s | 30.7933 | 71.3376 | 116.378 | 7.8289 | 1.4808 | 19.0153 | 30.9229 | 84.4054 | 117.715 | 8.1808 | 1.4808 | 19.0153 | 30.9229 | 84.4054 | 117.715 | 8.1808 | 1.4808 | 19.0153
U | d334t | 29.5199 | 62.4033 | 114.16 | 7.8261 | 1.4808 | 19.0153 | 30.9229 | 84.4054 | 117.715 | 8.1808 | 1.4808 | 19.0153 | 30.9229 | 84.4054 | 117.715 | 8.1808 | 1.4808 | 19.0153
U | d334u | 26.8372 | 57.3375 | 111.31 | 7.8234 | 1.4808 | 19.0153 | 30.9229 | 84.4054 | 117.715 | 8.1808 | 1.4808 | 19.0153 | 30.9229 | 84.4054 | 117.715 | 8.1808 | 1.4808 | 19.0153
U | d334v | 25.5438 | 54.0058 | 109.634 | 7.8204 | 1.4808 | 18.8117 | 30.9229 | 84.4054 | 117.715 | 8.1808 | 1.4808 | 19.0153 | 30.9229 | 84.4054 | 117.715 | 8.1808 | 1.4808 | 19.0153
U | d334x | 24.0387 | 46.1044 | 97.5799 | 7.8167 | 1.4808 | 18.3377 | 30.9229 | 84.4054 | 117.715 | 8.1808 | 1.4808 | 19.0153 | 30.9229 | 84.4054 | 117.715 | 8.1808 | 1.4808 | 19.0153
U | d334y | 24.047 | 46.8414 | 97.66 | 7.8154 | 1.4808 | 18.3702 | 30.9229 | 84.4054 | 117.715 | 8.1808 | 1.4808 | 19.0153 | 30.9229 | 84.4054 | 117.715 | 8.1808 | 1.4808 | 19.0153
U | d335a | 22.9807 | 43.7858 | 92.8748 | 7.813 | 1.4808 | 18.2307 | 30.9229 | 84.4054 | 117.715 | 8.1808 | 1.4808 | 19.0153 | 30.9229 | 84.4054 | 117.715 | 8.1808 | 1.4808 | 19.0153
U | d335b | 22.1254 | 44.8955 | 93.8461 | 7.8124 | 1.4808 | 18.1162 | 30.9229 | 84.4054 | 117.715 | 8.1808 | 1.4808 | 19.0153 | 30.9229 | 84.4054 | 117.715 | 8.1808 | 1.4808 | 19.0153
U | d335c | 21.8682 | 49.351 | 100.365 | 7.8138 | 1.4808 | 18.1364 | 30.9229 | 84.4054 | 117.715 | 8.1808 | 1.4808 | 19.0153 | 30.9229 | 84.4054 | 117.715 | 8.1808 | 1.4808 | 19.0153
U | d335d | 21.4665 | 52.2043 | 104.617 | 7.8147 | 1.4808 | 18.1974 | 30.9229 | 84.4054 | 117.715 | 8.1808 | 1.4808 | 19.0153 | 30.9229 | 84.4054 | 117.715 | 8.1808 | 1.4808 | 19.0153
U | d335e | 22.7262 | 55.7952 | 106.56 | 7.8166 | 1.4808 | 18.5653 | 30.9229 | 84.4054 | 117.715 | 8.1808 | 1.4808 | 19.0153 | 30.9229 | 84.4054 | 117.715 | 8.1808 | 1.4808 | 19.0153
U | d335f | 25.0286 | 60.0067 | 109.655 | 7.8226 | 1.4808 | 18.8308 | 30.9229 | 84.4054 | 117.715 | 8.1808 | 1.4808 | 19.0153 | 30.9229 | 84.4054 | 117.715 | 8.1808 | 1.4808 | 19.0153
U | d335g | 30.2731 | 72.4066 | 114.857 | 7.834 | 1.4808 | 19.0153 | 30.9229 | 84.4054 | 117.715 | 8.1808 | 1.4808 | 19.0153 | 30.9229 | 84.4054 | 117.715 | 8.1808 | 1.4808 | 19.0153
U | d335h | 30.7695 | 75.5833 | 115.852 | 7.8394 | 1.4808 | 19.0153 | 30.9229 | 84.4054 | 117.715 | 8.1808 | 1.4808 | 19.0153 | 30.9229 | 84.4054 | 117.715 | 8.1808 | 1.4808 | 19.0153
U | d335i | 30.7963 | 76.03 | 116.005 | 7.8415 | 1.4808 | 19.0153 | 30.9229 | 84.4054 | 117.715 | 8.1808 | 1.4808 | 19.0153 | 30.9229 | 84.4054 | 117.715 | 8.1808 | 1.4808 | 19.0153
U | d335j | 30.0825 | 65.8307 | 111.705 | 7.8353 | 1.4808 | 19.0153 | 30.9229 | 84.4054 | 117.715 | 8.1808 | 1.4808 | 19.0153 | 30.9229 | 84.4054 | 117.715 | 8.1808 | 1.4808 | 19.0153
U | d335k | 30.1197 | 64.7209 | 109.151 | 7.8397 | 1.4808 | 19.0153 | 30.9229 | 84.4054 | 117.715 | 8.1808 | 1.4808 | 19.0153 | 30.9229 | 84.4054 | 117.715 | 8.1808 | 1.4808 | 19.0153
U | d335l | 30.3584 | 63.6059 | 107.575 | 7.8404 | 1.4808 | 19.0153 | 30.9229 | 84.4054 | 117.715 | 8.1808 | 1.4808 | 19.0153 | 30.9229 | 84.4054 | 117.715 | 8.1808 | 1.4808 | 19.0153
U | d335m | 30.3888 | 63.2441 | 107.863 | 7.8403 | 1.4808 | 19.0153 | 30.9229 | 84.4054 | 117.715 | 8.1808 | 1.4808 | 19.0153 | 30.9229 | 84.4054 | 117.715 | 8.1808 | 1.4808 | 19.0153
U | d335n | 30.5173 | 64.368 | 109.59 | 7.8388 | 1.4808 | 19.0153 | 30.9229 | 84.4054 | 117.715 | 8.1808 | 1.4808 | 19.0153 | 30.9229 | 84.4054 | 117.715 | 8.1808 | 1.4808 | 19.0153
U | d335o | 30.3398 | 63.0851 | 109.401 | 7.8356 | 1.4808 | 19.0153 | 30.9229 | 84.4054 | 117.715 | 8.1808 | 1.4808 | 19.0153 | 30.9229 | 84.4054 | 117.715 | 8.1808 | 1.4808 | 19.0153
U | d335p | 30.7443 | 69.0994 | 114.116 | 7.8365 | 1.4808 | 19.0153 | 30.9229 | 84.4054 | 117.715 | 8.1808 | 1.4808 | 19.0153 | 30.9229 | 84.4054 | 117.715 | 8.1808 | 1.4808 | 19.0153
U | d335q | 30.7803 | 73.1678 | 115.725 | 7.8337 | 1.4808 | 19.0153 | 30.9229 | 84.4054 | 117.715 | 8.1808 | 1.4808 | 19.0153 | 30.9229 | 84.4054 | 117.715 | 8.1808 | 1.4808 | 19.0153
U | d335r | 30.7951 | 77.1669 | 117.003 | 7.8345 | 1.4808 | 19.0153 | 30.9229 | 84.4054 | 117.715 | 8.1808 | 1.4808 | 19.0153 | 30.9229 | 84.4054 | 117.715 | 8.1808 | 1.4808 | 19.0153
U | d335s | 28.9189 | 72.2719 | 115.581 | 7.8272 | 1.4808 | 19.0153 | 30.9229 | 84.4054 | 117.715 | 8.1808 | 1.4808 | 19.0153 | 30.9229 | 84.4054 | 117.715 | 8.1808 | 1.4808 | 19.0153
U | d335t | 26.1511 | 65.6651 | 113.468 | 7.8247 | 1.4808 | 18.654 | 30.9229 | 84.4054 | 117.715 | 8.1808 | 1.4808 | 19.0153 | 30.9229 | 84.4054 | 117.715 | 8.1808 | 1.4808 | 19.0153
U | d335u | 25.0855 | 61.4275 | 111.143 | 7.823 | 1.4808 | 17.892 | 30.9229 | 84.4054 | 117.715 | 8.1808 | 1.4808 | 19.0153 | 30.9229 | 84.4054 | 117.715 | 8.1808 | 1.4808 | 19.0153
U | d335v | 23.6679 | 59.635 | 110.739 | 7.8213 | 1.4808 | 17.5988 | 30.9229 | 84.4054 | 117.715 | 8.1808 | 1.4808 | 19.0153 | 30.9229 | 84.4054 | 117.715 | 8.1808 | 1.4808 | 19.0153
U | d335x | 22.1615 | 52.9578 | 101.509 | 7.8192 | 1.4808 | 16.7951 | 30.9229 | 84.4054 | 117.715 | 8.1808 | 1.4808 | 19.0153 | 30.9229 | 84.4054 | 117.715 | 8.1808 | 1.4808 | 19.0153
U | d335y | 20.9219 | 52.0387 | 98.6936 | 7.8174 | 1.4808 | 16.3865 | 30.9229 | 84.4054 | 117.715 | 8.1808 | 1.4808 | 19.0153 | 30.9229 | 84.4054 | 117.715 | 8.1808 | 1.4808 | 19.0153
U | d336a | 20.4907 | 52.0841 | 98.1528 | 7.816 | 1.4808 | 16.3969 | 30.9229 | 84.4054 | 117.715 | 8.1808 | 1.4808 | 19.0153 | 30.9229 | 84.4054 | 117.715 | 8.1808 | 1.4808 | 19.0153
U | d336b | 20.1623 | 54.0216 | 99.956 | 7.8161 | 1.4808 | 16.2977 | 30.9229 | 84.4054 | 117.715 | 8.1808 | 1.4808 | 19.0153 | 30.9229 | 84.4054 | 117.715 | 8.1808 | 1.4808 | 19.0153
U | d336c | 20.4807 | 58.8476 | 105.835 | 7.8171 | 1.4808 | 16.275 | 30.9229 | 84.4054 | 117.715 | 8.1808 | 1.4808 | 19.0153 | 30.9229 | 84.4054 | 117.715 | 8.1808 | 1.4808 | 19.0153
U | d336d | 20.7232 | 63.1848 | 110.072 | 7.8176 | 1.4808 | 16.5097 | 30.9229 | 84.4054 | 117.715 | 8.1808 | 1.4808 | 19.0153 | 30.9229 | 84.4054 | 117.715 | 8.1808 | 1.4808 | 19.0153
U | d336e | 21.8534 | 65.4029 | 110.39 | 7.8183 | 1.4808 | 17.3413 | 30.9229 | 84.4054 | 117.715 | 8.1808 | 1.4808 | 19.0153 | 30.9229 | 84.4054 | 117.715 | 8.1808 | 1.4808 | 19.0153
U | d336f | 24.078 | 69.8698 | 112.848 | 7.8237 | 1.4808 | 17.7294 | 30.9229 | 84.4054 | 117.715 | 8.1808 | 1.4808 | 19.0153 | 30.9229 | 84.4054 | 117.715 | 8.1808 | 1.4808 | 19.0153
U | d336g | 25.467 | 77.0041 | 115.026 | 7.828 | 1.4808 | 18.1823 | 30.9229 | 84.4054 | 117.715 | 8.1808 | 1.4808 | 19.0153 | 30.9229 | 84.4054 | 117.715 | 8.1808 | 1.4808 | 19.0153
U | d336h | 26.5824 | 79.9923 | 116.017 | 7.8321 | 1.4808 | 18.576 | 30.9229 | 84.4054 | 117.715 | 8.1808 | 1.4808 | 19.0153 | 30.9229 | 84.4054 | 117.715 | 8.1808 | 1.4808 | 19.0153
U | d336i | 26.5175 | 78.2443 | 114.81 | 7.8311 | 1.4808 | 18.5293 | 30.9229 | 84.4054 | 117.715 | 8.1808 | 1.4808 | 19.0153 | 30.9229 | 84.4054 | 117.715 | 8.1808 | 1.4808 | 19.0153
U | d336j | 25.3896 | 71.5235 | 111.075 | 7.8286 | 1.4808 | 18.3116 | 30.9229 | 84.4054 | 117.715 | 8.1808 | 1.4808 | 19.0153 | 30.9229 | 84.4054 | 117.715 | 8.1808 | 1.4808 | 19.0153
U | d336k | 27.3614 | 72.7671 | 111.276 | 7.8314 | 1.4808 | 18.7727 | 30.9229 | 84.4054 | 117.715 | 8.1808 | 1.4808 | 19.0153 | 30.9229 | 84.4054 | 117.715 | 8.1808 | 1.4808 | 19.0153
U | d336l | 27.6911 | 72.879 | 113.542 | 7.8334 | 1.4808 | 18.9808 | 30.9229 | 84.4054 | 117.715 | 8.1808 | 1.4808 | 19.0153 | 30.9229 | 84.4054 | 117.715 | 8.1808 | 1.4808 | 19.0153
U | d336m | 27.1867 | 69.5871 | 110.175 | 7.8307 | 1.4808 | 18.8567 | 30.9229 | 84.4054 | 117.715 | 8.1808 | 1.4808 | 19.0153 | 30.9229 | 84.4054 | 117.715 | 8.1808 | 1.4808 | 19.0153
U | d336n | 28.797 | 73.6922 | 114.361 | 7.8311 | 1.4808 | 19.0153 | 30.9229 | 84.4054 | 117.715 | 8.1808 | 1.4808 | 19.0153 | 30.9229 | 84.4054 | 117.715 | 8.1808 | 1.4808 | 19.0153
U | d336o | 27.7195 | 69.949 | 114.153 | 7.8268 | 1.4808 | 18.9153 | 30.9229 | 84.4054 | 117.715 | 8.1808 | 1.4808 | 19.0153 | 30.9229 | 84.4054 | 117.715 | 8.1808 | 1.4808 | 19.0153
U | d336p | 29.2386 | 74.4463 | 115.641 | 7.8285 | 1.4808 | 19.0153 | 30.9229 | 84.4054 | 117.715 | 8.1808 | 1.4808 | 19.0153 | 30.9229 | 84.4054 | 117.715 | 8.1808 | 1.4808 | 19.0153
U | d336q | 30.5079 | 78.5555 | 117.082 | 7.8306 | 1.4808 | 19.0153 | 30.9229 | 84.4054 | 117.715 | 8.1808 | 1.4808 | 19.0153 | 30.9229 | 84.4054 | 117.715 | 8.1808 | 1.4808 | 19.0153
U | d336r | 29.7433 | 78.5063 | 116.675 | 7.8299 | 1.4808 | 19.0153 | 30.9229 | 84.4054 | 117.715 | 8.1808 | 1.4808 | 19.0153 | 30.9229 | 84.4054 | 117.715 | 8.1808 | 1.4808 | 19.0153
U | d336s | 29.2333 | 77.1055 | 116.15 | 7.83 | 1.4808 | 18.8861 | 30.9229 | 84.4054 | 117.715 | 8.1808 | 1.4808 | 19.0153 | 30.9229 | 84.4054 | 117.715 | 8.1808 | 1.4808 | 19.0153
U | d336t | 27.3971 | 70.6174 | 113.921 | 7.8265 | 1.4808 | 18.2663 | 30.9229 | 84.4054 | 117.715 | 8.1808 | 1.4808 | 19.0153 | 30.9229 | 84.4054 | 117.715 | 8.1808 | 1.4808 | 19.0153
U | d336u | 26.6502 | 65.5058 | 111.077 | 7.8224 | 1.4808 | 17.545 | 30.9229 | 84.4054 | 117.715 | 8.1808 | 1.4808 | 19.0153 | 30.9229 | 84.4054 | 117.715 | 8.1808 | 1.4808 | 19.0153
U | d336v | 25.0771 | 61.758 | 107.953 | 7.8203 | 1.4808 | 16.7221 | 30.9229 | 84.4054 | 117.715 | 8.1808 | 1.4808 | 19.0153 | 30.9229 | 84.4054 | 117.715 | 8.1808 | 1.4808 | 19.0153
U | d336x | 24.173 | 54.2074 | 99.134 | 7.8167 | 1.4808 | 16.1943 | 30.9229 | 84.4054 | 117.715 | 8.1808 | 1.4808 | 19.0153 | 30.9229 | 84.4054 | 117.715 | 8.1808 | 1.4808 | 19.0153
U | d336y | 23.5211 | 53.5655 | 95.8517 | 7.8142 | 1.4808 | 15.9997 | 30.9229 | 84.4054 | 117.715 | 8.1808 | 1.4808 | 19.0153 | 30.9229 | 84.4054 | 117.715 | 8.1808 | 1.4808 | 19.0153
U | d337a | 22.7996 | 52.8172 | 93.8966 | 7.8129 | 1.4808 | 16.0548 | 30.9229 | 84.4054 | 117.715 | 8.1808 | 1.4808 | 19.0153 | 30.9229 | 84.4054 | 117.715 | 8.1808 | 1.4808 | 19.0153
U | d337b | 22.6257 | 55.2296 | 96.516 | 7.8126 | 1.4808 | 16.0328 | 30.9229 | 84.4054 | 117.715 | 8.1808 | 1.4808 | 19.0153 | 30.9229 | 84.4054 | 117.715 | 8.1808 | 1.4808 | 19.0153
U | d337c | 22.2938 | 59.2744 | 101.829 | 7.8129 | 1.4808 | 15.9599 | 30.9229 | 84.4054 | 117.715 | 8.1808 | 1.4808 | 19.0153 | 30.9229 | 84.4054 | 117.715 | 8.1808 | 1.4808 | 19.0153
U | d337d | 22.0736 | 62.1778 | 105.566 | 7.8125 | 1.4808 | 16.0907 | 30.9229 | 84.4054 | 117.715 | 8.1808 | 1.4808 | 19.0153 | 30.9229 | 84.4054 | 117.715 | 8.1808 | 1.4808 | 19.0153
U | d337e | 22.3857 | 63.0672 | 105.1 | 7.8119 | 1.4808 | 16.3485 | 30.9229 | 84.4054 | 117.715 | 8.1808 | 1.4808 | 19.0153 | 30.9229 | 84.4054 | 117.715 | 8.1808 | 1.4808 | 19.0153
U | d337f | 22.9862 | 65.5284 | 105.967 | 7.8118 | 1.4808 | 16.8152 | 30.9229 | 84.4054 | 117.715 | 8.1808 | 1.4808 | 19.0153 | 30.9229 | 84.4054 | 117.715 | 8.1808 | 1.4808 | 19.0153
U | d337g | 25.0413 | 68.9788 | 107.397 | 7.8146 | 1.4808 | 17.2836 | 30.9229 | 84.4054 | 117.715 | 8.1808 | 1.4808 | 19.0153 | 30.9229 | 84.4054 | 117.715 | 8.1808 | 1.4808 | 19.0153
U | d337h | 26.1787 | 70.9174 | 108.073 | 7.8182 | 1.4808 | 18.0312 | 30.9229 | 84.4054 | 117.715 | 8.1808 | 1.4808 | 19.0153 | 30.9229 | 84.4054 | 117.715 | 8.1808 | 1.4808 | 19.0153
U | d337i | 25.9255 | 67.4473 | 103.613 | 7.8206 | 1.4808 | 18.114 | 30.9229 | 84.4054 | 117.715 | 8.1808 | 1.4808 | 19.0153 | 30.9229 | 84.4054 | 117.715 | 8.1808 | 1.4808 | 19.0153
U | d337j | 25.3356 | 62.138 | 96.5477 | 7.8218 | 1.4808 | 18.219 | 30.9229 | 84.4054 | 117.715 | 8.1808 | 1.4808 | 19.0153 | 30.9229 | 84.4054 | 117.715 | 8.1808 | 1.4808 | 19.0153
U | d337k | 26.6935 | 61.7536 | 94.6889 | 7.8228 | 1.4808 | 18.6006 | 30.9229 | 84.4054 | 117.715 | 8.1808 | 1.4808 | 19.0153 | 30.9229 | 84.4054 | 117.715 | 8.1808 | 1.4808 | 19.0153
U | d337l | 27.0297 | 59.529 | 93.7431 | 7.8238 | 1.4808 | 18.8116 | 30.9229 | 84.4054 | 117.715 | 8.1808 | 1.4808 | 19.0153 | 30.9229 | 84.4054 | 117.715 | 8.1808 | 1.4808 | 19.0153
U | d337m | 27.5294 | 59.769 | 96.3453 | 7.8247 | 1.4808 | 18.99 | 30.9229 | 84.4054 | 117.715 | 8.1808 | 1.4808 | 19.0153 | 30.9229 | 84.4054 | 117.715 | 8.1808 | 1.4808 | 19.0153
U | d337n | 28.4518 | 61.5296 | 101.143 | 7.8236 | 1.4808 | 19.0153 | 30.9229 | 84.4054 | 117.715 | 8.1808 | 1.4808 | 19.0153 | 30.9229 | 84.4054 | 117.715 | 8.1808 | 1.4808 | 19.0153
U | d337o | 28.0527 | 59.7111 | 99.4051 | 7.8207 | 1.4808 | 19.0153 | 30.9229 | 84.4054 | 117.715 | 8.1808 | 1.4808 | 19.0153 | 30.9229 | 84.4054 | 117.715 | 8.1808 | 1.4808 | 19.0153
U | d337p | 30.0693 | 64.2805 | 106.917 | 7.8212 | 1.4808 | 19.0153 | 30.9229 | 84.4054 | 117.715 | 8.1808 | 1.4808 | 19.0153 | 30.9229 | 84.4054 | 117.715 | 8.1808 | 1.4808 | 19.0153
U | d337q | 30.2506 | 66.5483 | 110.096 | 7.8208 | 1.4808 | 19.0153 | 30.9229 | 84.4054 | 117.715 | 8.1808 | 1.4808 | 19.0153 | 30.9229 | 84.4054 | 117.715 | 8.1808 | 1.4808 | 19.0153
U | d337r | 30.5678 | 71.3275 | 113.594 | 7.8224 | 1.4808 | 19.0153 | 30.9229 | 84.4054 | 117.715 | 8.1808 | 1.4808 | 19.0153 | 30.9229 | 84.4054 | 117.715 | 8.1808 | 1.4808 | 19.0153
U | d337s | 29.7115 | 69.7419 | 113.489 | 7.8216 | 1.4808 | 19.0153 | 30.9229 | 84.4054 | 117.715 | 8.1808 | 1.4808 | 19.0153 | 30.9229 | 84.4054 | 117.715 | 8.1808 | 1.4808 | 19.0153
U | d337t | 27.3213 | 61.8207 | 106.917 | 7.8189 | 1.4808 | 18.8417 | 30.9229 | 84.4054 | 117.715 | 8.1808 | 1.4808 | 19.0153 | 30.9229 | 84.4054 | 117.715 | 8.1808 | 1.4808 | 19.0153
U | d337u | 27.3393 | 63.6186 | 108.584 | 7.8183 | 1.4808 | 18.814 | 30.9229 | 84.4054 | 117.715 | 8.1808 | 1.4808 | 19.0153 | 30.9229 | 84.4054 | 117.715 | 8.1808 | 1.4808 | 19.0153
U | d337v | 25.4059 | 57.7566 | 102.256 | 7.8136 | 1.4808 | 18.0944 | 30.9229 | 84.4054 | 117.715 | 8.1808 | 1.4808 | 19.0153 | 30.9229 | 84.4054 | 117.715 | 8.1808 | 1.4808 | 19.0153
U | d337x | 24.5828 | 55.463 | 98.1918 | 7.8101 | 1.4808 | 17.7979 | 30.9229 | 84.4054 | 117.715 | 8.1808 | 1.4808 | 19.0153 | 30.9229 | 84.4054 | 117.715 | 8.1808 | 1.4808 | 19.0153
U | d337y | 23.4936 | 53.2818 | 93.1207 | 7.8067 | 1.4808 | 17.442 | 30.9229 | 84.4054 | 117.715 | 8.1808 | 1.4808 | 19.0153 | 30.9229 | 84.4054 | 117.715 | 8.1808 | 1.4808 | 19.0153
U | d338a | 23.4481 | 53.7919 | 92.4791 | 7.8055 | 1.4808 | 17.4169 | 30.9229 | 84.4054 | 117.715 | 8.1808 | 1.4808 | 19.0153 | 30.9229 | 84.4054 | 117.715 | 8.1808 | 1.4808 | 19.0153
U | d338b | 23.3577 | 54.2968 | 93.2513 | 7.8043 | 1.4808 | 17.1871 | 30.9229 | 84.4054 | 117.715 | 8.1808 | 1.4808 | 19.0153 | 30.9229 | 84.4054 | 117.715 | 8.1808 | 1.4808 | 19.0153
U | d338c | 23.9797 | 58.6079 | 99.2779 | 7.8049 | 1.4808 | 17.2005 | 30.9229 | 84.4054 | 117.715 | 8.1808 | 1.4808 | 19.0153 | 30.9229 | 84.4054 | 117.715 | 8.1808 | 1.4808 | 19.0153
U | d338d | 24.3 | 61.2478 | 103.252 | 7.8055 | 1.4808 | 17.2133 | 30.9229 | 84.4054 | 117.715 | 8.1808 | 1.4808 | 19.0153 | 30.9229 | 84.4054 | 117.715 | 8.1808 | 1.4808 | 19.0153
U | d338e | 25.0141 | 62.4184 | 103.414 | 7.8063 | 1.4808 | 17.3514 | 30.9229 | 84.4054 | 117.715 | 8.1808 | 1.4808 | 19.0153 | 30.9229 | 84.4054 | 117.715 | 8.1808 | 1.4808 | 19.0153
U | d338f | 25.2633 | 65.1928 | 104.694 | 7.8082 | 1.4808 | 17.7139 | 30.9229 | 84.4054 | 117.715 | 8.1808 | 1.4808 | 19.0153 | 30.9229 | 84.4054 | 117.715 | 8.1808 | 1.4808 | 19.0153
U | d338g | 28.4961 | 72.6087 | 110.011 | 7.8154 | 1.4808 | 18.8054 | 30.9229 | 84.4054 | 117.715 | 8.1808 | 1.4808 | 19.0153 | 30.9229 | 84.4054 | 117.715 | 8.1808 | 1.4808 | 19.0153
U | d338h | 30.1577 | 73.7902 | 110.513 | 7.82 | 1.4808 | 19.0153 | 30.9229 | 84.4054 | 117.715 | 8.1808 | 1.4808 | 19.0153 | 30.9229 | 84.4054 | 117.715 | 8.1808 | 1.4808 | 19.0153
U | d338i | 30.5774 | 73.0449 | 109.279 | 7.8229 | 1.4808 | 19.0153 | 30.9229 | 84.4054 | 117.715 | 8.1808 | 1.4808 | 19.0153 | 30.9229 | 84.4054 | 117.715 | 8.1808 | 1.4808 | 19.0153
U | d338j | 30.9229 | 73.3404 | 109.926 | 7.8257 | 1.4808 | 19.0153 | 30.9229 | 84.4054 | 117.715 | 8.1808 | 1.4808 | 19.0153 | 30.9229 | 84.4054 | 117.715 | 8.1808 | 1.4808 | 19.0153
U | d338k | 30.9229 | 71.4288 | 106.276 | 7.8268 | 1.4808 | 19.0153 | 30.9229 | 84.4054 | 117.715 | 8.1808 | 1.4808 | 19.0153 | 30.9229 | 84.4054 | 117.715 | 8.1808 | 1.4808 | 19.0153
U | d338l | 30.9229 | 72.4034 | 108.052 | 7.828 | 1.4808 | 19.0153 | 30.9229 | 84.4054 | 117.715 | 8.1808 | 1.4808 | 19.0153 | 30.9229 | 84.4054 | 117.715 | 8.1808 | 1.4808 | 19.0153
U | d338m | 30.8939 | 67.4209 | 103.077 | 7.8248 | 1.4808 | 19.0153 | 30.9229 | 84.4054 | 117.715 | 8.1808 | 1.4808 | 19.0153 | 30.9229 | 84.4054 | 117.715 | 8.1808 | 1.4808 | 19.0153
U | d338n | 30.9229 | 69.5858 | 106.872 | 7.8261 | 1.4808 | 19.0153 | 30.9229 | 84.4054 | 117.715 | 8.1808 | 1.4808 | 19.0153 | 30.9229 | 84.4054 | 117.715 | 8.1808 | 1.4808 | 19.0153
U | d338o | 30.9229 | 72.166 | 109.41 | 7.8266 | 1.4808 | 19.0153 | 30.9229 | 84.4054 | 117.715 | 8.1808 | 1.4808 | 19.0153 | 30.9229 | 84.4054 | 117.715 | 8.1808 | 1.4808 | 19.0153
U | d338p | 30.9229 | 74.4328 | 111.552 | 7.8265 | 1.4808 | 19.0153 | 30.9229 | 84.4054 | 117.715 | 8.1808 | 1.4808 | 19.0153 | 30.9229 | 84.4054 | 117.715 | 8.1808 | 1.4808 | 19.0153
U | d338q | 30.7227 | 76.2226 | 113.338 | 7.826 | 1.4808 | 19.0153 | 30.9229 | 84.4054 | 117.715 | 8.1808 | 1.4808 | 19.0153 | 30.9229 | 84.4054 | 117.715 | 8.1808 | 1.4808 | 19.0153
U | d338r | 30.4959 | 78.0271 | 114.156 | 7.8261 | 1.4808 | 19.0153 | 30.9229 | 84.4054 | 117.715 | 8.1808 | 1.4808 | 19.0153 | 30.9229 | 84.4054 | 117.715 | 8.1808 | 1.4808 | 19.0153
U | d338s | 30.2206 | 76.8861 | 113.693 | 7.8274 | 1.4808 | 18.8041 | 30.9229 | 84.4054 | 117.715 | 8.1808 | 1.4808 | 19.0153 | 30.9229 | 84.4054 | 117.715 | 8.1808 | 1.4808 | 19.0153
U | d338t | 29.1762 | 69.6871 | 109.739 | 7.8251 | 1.4808 | 18.1811 | 30.9229 | 84.4054 | 117.715 | 8.1808 | 1.4808 | 19.0153 | 30.9229 | 84.4054 | 117.715 | 8.1808 | 1.4808 | 19.0153
U | d338u | 29.7202 | 72.7715 | 112.376 | 7.8254 | 1.4808 | 18.1189 | 30.9229 | 84.4054 | 117.715 | 8.1808 | 1.4808 | 19.0153 | 30.9229 | 84.4054 | 117.715 | 8.1808 | 1.4808 | 19.0153
U | d338v | 27.6546 | 65.9875 | 106.097 | 7.8199 | 1.4808 | 16.7452 | 30.9229 | 84.4054 | 117.715 | 8.1808 | 1.4808 | 19.0153 | 30.9229 | 84.4054 | 117.715 | 8.1808 | 1.4808 | 19.0153
U | d338x | 26.5406 | 62.6283 | 101.045 | 7.8184 | 1.4808 | 16.0242 | 30.9229 | 84.4054 | 117.715 | 8.1808 | 1.4808 | 19.0153 | 30.9229 | 84.4054 | 117.715 | 8.1808 | 1.4808 | 19.0153
U | d338y | 25.6124 | 61.2518 | 97.393 | 7.8155 | 1.4808 | 15.6221 | 30.9229 | 84.4054 | 117.715 | 8.1808 | 1.4808 | 19.0153 | 30.9229 | 84.4054 | 117.715 | 8.1808 | 1.4808 | 19.0153
U | d339a | 25.083 | 60.8835 | 95.3499 | 7.8139 | 1.4808 | 15.4888 | 30.9229 | 84.4054 | 117.715 | 8.1808 | 1.4808 | 19.0153 | 30.9229 | 84.4054 | 117.715 | 8.1808 | 1.4808 | 19.0153
U | d339b | 25.1868 | 63.8973 | 98.5346 | 7.8144 | 1.4808 | 15.4686 | 30.9229 | 84.4054 | 117.715 | 8.1808 | 1.4808 | 19.0153 | 30.9229 | 84.4054 | 117.715 | 8.1808 | 1.4808 | 19.0153
U | d339c | 25.7395 | 70.588 | 105.92 | 7.816 | 1.4808 | 15.6526 | 30.9229 | 84.4054 | 117.715 | 8.1808 | 1.4808 | 19.0153 | 30.9229 | 84.4054 | 117.715 | 8.1808 | 1.4808 | 19.0153
U | d339d | 25.5315 | 73.5447 | 108.666 | 7.8172 | 1.4808 | 15.6349 | 30.9229 | 84.4054 | 117.715 | 8.1808 | 1.4808 | 19.0153 | 30.9229 | 84.4054 | 117.715 | 8.1808 | 1.4808 | 19.0153
U | d339e | 26.1915 | 76.3363 | 109.62 | 7.8177 | 1.4808 | 16.5415 | 30.9229 | 84.4054 | 117.715 | 8.1808 | 1.4808 | 19.0153 | 30.9229 | 84.4054 | 117.715 | 8.1808 | 1.4808 | 19.0153
U | d339f | 28.1116 | 80.1228 | 113.101 | 7.8249 | 1.4808 | 17.6553 | 30.9229 | 84.4054 | 117.715 | 8.1808 | 1.4808 | 19.0153 | 30.9229 | 84.4054 | 117.715 | 8.1808 | 1.4808 | 19.0153
U | d339g | 30.2461 | 82.1873 | 115.021 | 7.8357 | 1.4808 | 18.6706 | 30.9229 | 84.4054 | 117.715 | 8.1808 | 1.4808 | 19.0153 | 30.9229 | 84.4054 | 117.715 | 8.1808 | 1.4808 | 19.0153
U | d339h | 30.9229 | 83.2749 | 116.387 | 7.8447 | 1.4808 | 19.0153 | 30.9229 | 84.4054 | 117.715 | 8.1808 | 1.4808 | 19.0153 | 30.9229 | 84.4054 | 117.715 | 8.1808 | 1.4808 | 19.0153
U | d339i | 30.9229 | 82.4631 | 115.455 | 7.8471 | 1.4808 | 19.0153 | 30.9229 | 84.4054 | 117.715 | 8.1808 | 1.4808 | 19.0153 | 30.9229 | 84.4054 | 117.715 | 8.1808 | 1.4808 | 19.0153
U | d339j | 30.9229 | 81.5582 | 114.616 | 7.846 | 1.4808 | 19.0153 | 30.9229 | 84.4054 | 117.715 | 8.1808 | 1.4808 | 19.0153 | 30.9229 | 84.4054 | 117.715 | 8.1808 | 1.4808 | 19.0153
U | d339k | 30.9229 | 80.1764 | 112.798 | 7.8427 | 1.4808 | 19.0153 | 30.9229 | 84.4054 | 117.715 | 8.1808 | 1.4808 | 19.0153 | 30.9229 | 84.4054 | 117.715 | 8.1808 | 1.4808 | 19.0153
U | d339l | 30.9229 | 81.0021 | 113.801 | 7.8431 | 1.4808 | 19.0153 | 30.9229 | 84.4054 | 117.715 | 8.1808 | 1.4808 | 19.0153 | 30.9229 | 84.4054 | 117.715 | 8.1808 | 1.4808 | 19.0153
U | d339m | 30.9229 | 80.7093 | 113.421 | 7.8408 | 1.4808 | 19.0153 | 30.9229 | 84.4054 | 117.715 | 8.1808 | 1.4808 | 19.0153 | 30.9229 | 84.4054 | 117.715 | 8.1808 | 1.4808 | 19.0153
U | d339n | 30.9229 | 82.425 | 115.376 | 7.8425 | 1.4808 | 19.0153 | 30.9229 | 84.4054 | 117.715 | 8.1808 | 1.4808 | 19.0153 | 30.9229 | 84.4054 | 117.715 | 8.1808 | 1.4808 | 19.0153
U | d339o | 30.9229 | 82.6588 | 115.71 | 7.8387 | 1.4808 | 19.0153 | 30.9229 | 84.4054 | 117.715 | 8.1808 | 1.4808 | 19.0153 | 30.9229 | 84.4054 | 117.715 | 8.1808 | 1.4808 | 19.0153
U | d339p | 30.9229 | 82.7093 | 115.9 | 7.8349 | 1.4808 | 19.0153 | 30.9229 | 84.4054 | 117.715 | 8.1808 | 1.4808 | 19.0153 | 30.9229 | 84.4054 | 117.715 | 8.1808 | 1.4808 | 19.0153
U | d339q | 30.9229 | 83.2366 | 116.647 | 7.8324 | 1.4808 | 19.0153 | 30.9229 | 84.4054 | 117.715 | 8.1808 | 1.4808 | 19.0153 | 30.9229 | 84.4054 | 117.715 | 8.1808 | 1.4808 | 19.0153
U | d339r | 30.9229 | 83.1948 | 116.909 | 7.8315 | 1.4808 | 19.0153 | 30.9229 | 84.4054 | 117.715 | 8.1808 | 1.4808 | 19.0153 | 30.9229 | 84.4054 | 117.715 | 8.1808 | 1.4808 | 19.0153
U | d339s | 30.9229 | 82.7505 | 116.835 | 7.8309 | 1.4808 | 19.0153 | 30.9229 | 84.4054 | 117.715 | 8.1808 | 1.4808 | 19.0153 | 30.9229 | 84.4054 | 117.715 | 8.1808 | 1.4808 | 19.0153
U | d339t | 30.1454 | 80.7373 | 115.649 | 7.8294 | 1.4808 | 19.0153 | 30.9229 | 84.4054 | 117.715 | 8.1808 | 1.4808 | 19.0153 | 30.9229 | 84.4054 | 117.715 | 8.1808 | 1.4808 | 19.0153
U | d339u | 27.4526 | 74.6482 | 113.978 | 7.8232 | 1.4808 | 18.8148 | 30.9229 | 84.4054 | 117.715 | 8.1808 | 1.4808 | 19.0153 | 30.9229 | 84.4054 | 117.715 | 8.1808 | 1.4808 | 19.0153
U | d339v | 24.9771 | 67.0033 | 109.56 | 7.8176 | 1.4808 | 18.1469 | 30.9229 | 84.4054 | 117.715 | 8.1808 | 1.4808 | 19.0153 | 30.9229 | 84.4054 | 117.715 | 8.1808 | 1.4808 | 19.0153
U | d339x | 24.8452 | 66.7841 | 107.477 | 7.8167 | 1.4808 | 17.9914 | 30.9229 | 84.4054 | 117.715 | 8.1808 | 1.4808 | 19.0153 | 30.9229 | 84.4054 | 117.715 | 8.1808 | 1.4808 | 19.0153
U | d339y | 23.7472 | 64.0092 | 102.877 | 7.8132 | 1.4808 | 17.7657 | 30.9229 | 84.4054 | 117.715 | 8.1808 | 1.4808 | 19.0153 | 30.9229 | 84.4054 | 117.715 | 8.1808 | 1.4808 | 19.0153
U | d340a | 22.886 | 62.7934 | 100.367 | 7.8122 | 1.4808 | 17.8663 | 30.9229 | 84.4054 | 117.715 | 8.1808 | 1.4808 | 19.0153 | 30.9229 | 84.4054 | 117.715 | 8.1808 | 1.4808 | 19.0153
U | d340b | 22.8126 | 63.1862 | 100.822 | 7.8122 | 1.4808 | 17.7946 | 30.9229 | 84.4054 | 117.715 | 8.1808 | 1.4808 | 19.0153 | 30.9229 | 84.4054 | 117.715 | 8.1808 | 1.4808 | 19.0153
U | d340c | 22.9169 | 66.398 | 105.482 | 7.8124 | 1.4808 | 17.8093 | 30.9229 | 84.4054 | 117.715 | 8.1808 | 1.4808 | 19.0153 | 30.9229 | 84.4054 | 117.715 | 8.1808 | 1.4808 | 19.0153
U | d340d | 23.065 | 69.4258 | 109.144 | 7.8139 | 1.4808 | 17.9027 | 30.9229 | 84.4054 | 117.715 | 8.1808 | 1.4808 | 19.0153 | 30.9229 | 84.4054 | 117.715 | 8.1808 | 1.4808 | 19.0153
U | d340e | 24.0496 | 71.4784 | 110.091 | 7.8144 | 1.4808 | 18.2497 | 30.9229 | 84.4054 | 117.715 | 8.1808 | 1.4808 | 19.0153 | 30.9229 | 84.4054 | 117.715 | 8.1808 | 1.4808 | 19.0153
U | d340f | 26.7489 | 75.5031 | 113.017 | 7.8202 | 1.4808 | 18.6376 | 30.9229 | 84.4054 | 117.715 | 8.1808 | 1.4808 | 19.0153 | 30.9229 | 84.4054 | 117.715 | 8.1808 | 1.4808 | 19.0153
U | d340g | 30.8098 | 81.4492 | 115.73 | 7.833 | 1.4808 | 19.0153 | 30.9229 | 84.4054 | 117.715 | 8.1808 | 1.4808 | 19.0153 | 30.9229 | 84.4054 | 117.715 | 8.1808 | 1.4808 | 19.0153
U | d340h | 30.9229 | 82.7762 | 116.701 | 7.8387 | 1.4808 | 19.0153 | 30.9229 | 84.4054 | 117.715 | 8.1808 | 1.4808 | 19.0153 | 30.9229 | 84.4054 | 117.715 | 8.1808 | 1.4808 | 19.0153
U | d340i | 30.9229 | 81.8796 | 115.853 | 7.8399 | 1.4808 | 19.0153 | 30.9229 | 84.4054 | 117.715 | 8.1808 | 1.4808 | 19.0153 | 30.9229 | 84.4054 | 117.715 | 8.1808 | 1.4808 | 19.0153
U | d340j | 30.9229 | 80.7721 | 115.38 | 7.8398 | 1.4808 | 19.0153 | 30.9229 | 84.4054 | 117.715 | 8.1808 | 1.4808 | 19.0153 | 30.9229 | 84.4054 | 117.715 | 8.1808 | 1.4808 | 19.0153
U | d340k | 30.9229 | 79.9301 | 115.026 | 7.8406 | 1.4808 | 19.0153 | 30.9229 | 84.4054 | 117.715 | 8.1808 | 1.4808 | 19.0153 | 30.9229 | 84.4054 | 117.715 | 8.1808 | 1.4808 | 19.0153
U | d340l | 30.9229 | 78.5087 | 114.409 | 7.8358 | 1.4808 | 19.0153 | 30.9229 | 84.4054 | 117.715 | 8.1808 | 1.4808 | 19.0153 | 30.9229 | 84.4054 | 117.715 | 8.1808 | 1.4808 | 19.0153
U | d340m | 30.9229 | 78.9367 | 114.816 | 7.8342 | 1.4808 | 19.0153 | 30.9229 | 84.4054 | 117.715 | 8.1808 | 1.4808 | 19.0153 | 30.9229 | 84.4054 | 117.715 | 8.1808 | 1.4808 | 19.0153
U | d340n | 30.9229 | 80.1506 | 115.385 | 7.8327 | 1.4808 | 19.0153 | 30.9229 | 84.4054 | 117.715 | 8.1808 | 1.4808 | 19.0153 | 30.9229 | 84.4054 | 117.715 | 8.1808 | 1.4808 | 19.0153
U | d340o | 30.9229 | 81.3002 | 115.906 | 7.8336 | 1.4808 | 19.0153 | 30.9229 | 84.4054 | 117.715 | 8.1808 | 1.4808 | 19.0153 | 30.9229 | 84.4054 | 117.715 | 8.1808 | 1.4808 | 19.0153
U | d340p | 30.9229 | 82.254 | 116.441 | 7.8326 | 1.4808 | 19.0153 | 30.9229 | 84.4054 | 117.715 | 8.1808 | 1.4808 | 19.0153 | 30.9229 | 84.4054 | 117.715 | 8.1808 | 1.4808 | 19.0153
U | d340q | 30.9229 | 83.5696 | 117.424 | 7.834 | 1.4808 | 19.0153 | 30.9229 | 84.4054 | 117.715 | 8.1808 | 1.4808 | 19.0153 | 30.9229 | 84.4054 | 117.715 | 8.1808 | 1.4808 | 19.0153
U | d340r | 30.9229 | 83.7921 | 117.652 | 7.8345 | 1.4808 | 19.0153 | 30.9229 | 84.4054 | 117.715 | 8.1808 | 1.4808 | 19.0153 | 30.9229 | 84.4054 | 117.715 | 8.1808 | 1.4808 | 19.0153
U | d340s | 30.9229 | 83.2825 | 117.327 | 7.8342 | 1.4808 | 19.0153 | 30.9229 | 84.4054 | 117.715 | 8.1808 | 1.4808 | 19.0153 | 30.9229 | 84.4054 | 117.715 | 8.1808 | 1.4808 | 19.0153
U | d340t | 30.7281 | 80.6186 | 116.343 | 7.8307 | 1.4808 | 19.0153 | 30.9229 | 84.4054 | 117.715 | 8.1808 | 1.4808 | 19.0153 | 30.9229 | 84.4054 | 117.715 | 8.1808 | 1.4808 | 19.0153
U | d340u | 28.9764 | 76.4692 | 115.895 | 7.8264 | 1.4808 | 19.0153 | 30.9229 | 84.4054 | 117.715 | 8.1808 | 1.4808 | 19.0153 | 30.9229 | 84.4054 | 117.715 | 8.1808 | 1.4808 | 19.0153
U | d340v | 24.8751 | 66.5237 | 113.773 | 7.8202 | 1.4808 | 18.7834 | 30.9229 | 84.4054 | 117.715 | 8.1808 | 1.4808 | 19.0153 | 30.9229 | 84.4054 | 117.715 | 8.1808 | 1.4808 | 19.0153
U | d340x | 25.4572 | 63.8173 | 110.707 | 7.8185 | 1.4808 | 18.4791 | 30.9229 | 84.4054 | 117.715 | 8.1808 | 1.4808 | 19.0153 | 30.9229 | 84.4054 | 117.715 | 8.1808 | 1.4808 | 19.0153
U | d340y | 24.3226 | 58.5141 | 103.998 | 7.8152 | 1.4808 | 18.1183 | 30.9229 | 84.4054 | 117.715 | 8.1808 | 1.4808 | 19.0153 | 30.9229 | 84.4054 | 117.715 | 8.1808 | 1.4808 | 19.0153
U | d341a | 23.8889 | 56.2709 | 102.514 | 7.8132 | 1.4808 | 18.0411 | 30.9229 | 84.4054 | 117.715 | 8.1808 | 1.4808 | 19.0153 | 30.9229 | 84.4054 | 117.715 | 8.1808 | 1.4808 | 19.0153
U | d341b | 23.5542 | 56.0694 | 103.197 | 7.812 | 1.4808 | 17.8646 | 30.9229 | 84.4054 | 117.715 | 8.1808 | 1.4808 | 19.0153 | 30.9229 | 84.4054 | 117.715 | 8.1808 | 1.4808 | 19.0153
U | d341c | 23.5765 | 60.241 | 108.027 | 7.812 | 1.4808 | 17.8042 | 30.9229 | 84.4054 | 117.715 | 8.1808 | 1.4808 | 19.0153 | 30.9229 | 84.4054 | 117.715 | 8.1808 | 1.4808 | 19.0153
U | d341d | 23.4636 | 63.7631 | 110.982 | 7.813 | 1.4808 | 17.8478 | 30.9229 | 84.4054 | 117.715 | 8.1808 | 1.4808 | 19.0153 | 30.9229 | 84.4054 | 117.715 | 8.1808 | 1.4808 | 19.0153
U | d341e | 24.3799 | 67.1443 | 111.789 | 7.8136 | 1.4808 | 18.2806 | 30.9229 | 84.4054 | 117.715 | 8.1808 | 1.4808 | 19.0153 | 30.9229 | 84.4054 | 117.715 | 8.1808 | 1.4808 | 19.0153
U | d341f | 26.4544 | 72.6686 | 114.77 | 7.8192 | 1.4808 | 18.8094 | 30.9229 | 84.4054 | 117.715 | 8.1808 | 1.4808 | 19.0153 | 30.9229 | 84.4054 | 117.715 | 8.1808 | 1.4808 | 19.0153
U | d341g | 30.9229 | 80.8904 | 116.522 | 7.8299 | 1.4808 | 19.0153 | 30.9229 | 84.4054 | 117.715 | 8.1808 | 1.4808 | 19.0153 | 30.9229 | 84.4054 | 117.715 | 8.1808 | 1.4808 | 19.0153
U | d341h | 30.9229 | 82.1025 | 116.942 | 7.8328 | 1.4808 | 19.0153 | 30.9229 | 84.4054 | 117.715 | 8.1808 | 1.4808 | 19.0153 | 30.9229 | 84.4054 | 117.715 | 8.1808 | 1.4808 | 19.0153
U | d341i | 30.9229 | 80.634 | 116.403 | 7.8331 | 1.4808 | 19.0153 | 30.9229 | 84.4054 | 117.715 | 8.1808 | 1.4808 | 19.0153 | 30.9229 | 84.4054 | 117.715 | 8.1808 | 1.4808 | 19.0153
U | d341j | 30.9229 | 78.5741 | 116.246 | 7.8323 | 1.4808 | 19.0153 | 30.9229 | 84.4054 | 117.715 | 8.1808 | 1.4808 | 19.0153 | 30.9229 | 84.4054 | 117.715 | 8.1808 | 1.4808 | 19.0153
U | d341k | 30.9229 | 77.838 | 116.256 | 7.8328 | 1.4808 | 19.0153 | 30.9229 | 84.4054 | 117.715 | 8.1808 | 1.4808 | 19.0153 | 30.9229 | 84.4054 | 117.715 | 8.1808 | 1.4808 | 19.0153
U | d341l | 30.9229 | 76.2689 | 115.948 | 7.8329 | 1.4808 | 19.0153 | 30.9229 | 84.4054 | 117.715 | 8.1808 | 1.4808 | 19.0153 | 30.9229 | 84.4054 | 117.715 | 8.1808 | 1.4808 | 19.0153
U | d341m | 30.9229 | 79.1107 | 116.402 | 7.8369 | 1.4808 | 19.0153 | 30.9229 | 84.4054 | 117.715 | 8.1808 | 1.4808 | 19.0153 | 30.9229 | 84.4054 | 117.715 | 8.1808 | 1.4808 | 19.0153
U | d341n | 30.9229 | 76.3843 | 116.136 | 7.8346 | 1.4808 | 19.0153 | 30.9229 | 84.4054 | 117.715 | 8.1808 | 1.4808 | 19.0153 | 30.9229 | 84.4054 | 117.715 | 8.1808 | 1.4808 | 19.0153
U | d341o | 30.9229 | 78.1144 | 116.412 | 7.8344 | 1.4808 | 19.0153 | 30.9229 | 84.4054 | 117.715 | 8.1808 | 1.4808 | 19.0153 | 30.9229 | 84.4054 | 117.715 | 8.1808 | 1.4808 | 19.0153
U | d341p | 30.9229 | 78.5679 | 116.552 | 7.8323 | 1.4808 | 19.0153 | 30.9229 | 84.4054 | 117.715 | 8.1808 | 1.4808 | 19.0153 | 30.9229 | 84.4054 | 117.715 | 8.1808 | 1.4808 | 19.0153
U | d341q | 30.9229 | 81.2422 | 117.133 | 7.8341 | 1.4808 | 19.0153 | 30.9229 | 84.4054 | 117.715 | 8.1808 | 1.4808 | 19.0153 | 30.9229 | 84.4054 | 117.715 | 8.1808 | 1.4808 | 19.0153
U | d341r | 30.9229 | 81.3212 | 117.393 | 7.8341 | 1.4808 | 19.0153 | 30.9229 | 84.4054 | 117.715 | 8.1808 | 1.4808 | 19.0153 | 30.9229 | 84.4054 | 117.715 | 8.1808 | 1.4808 | 19.0153
U | d341s | 30.9229 | 79.3943 | 117.103 | 7.8294 | 1.4808 | 19.0153 | 30.9229 | 84.4054 | 117.715 | 8.1808 | 1.4808 | 19.0153 | 30.9229 | 84.4054 | 117.715 | 8.1808 | 1.4808 | 19.0153
U | d341t | 29.5496 | 74.9508 | 116.362 | 7.8259 | 1.4808 | 19.0153 | 30.9229 | 84.4054 | 117.715 | 8.1808 | 1.4808 | 19.0153 | 30.9229 | 84.4054 | 117.715 | 8.1808 | 1.4808 | 19.0153
U | d341u | 26.9871 | 71.6253 | 116.055 | 7.8225 | 1.4808 | 19.0153 | 30.9229 | 84.4054 | 117.715 | 8.1808 | 1.4808 | 19.0153 | 30.9229 | 84.4054 | 117.715 | 8.1808 | 1.4808 | 19.0153
U | d341v | 24.9354 | 66.1572 | 115.352 | 7.8176 | 1.4808 | 18.3391 | 30.9229 | 84.4054 | 117.715 | 8.1808 | 1.4808 | 19.0153 | 30.9229 | 84.4054 | 117.715 | 8.1808 | 1.4808 | 19.0153
U | d341x | 23.9355 | 61.342 | 110.319 | 7.8152 | 1.4808 | 17.6809 | 30.9229 | 84.4054 | 117.715 | 8.1808 | 1.4808 | 19.0153 | 30.9229 | 84.4054 | 117.715 | 8.1808 | 1.4808 | 19.0153
U | d341y | 22.9537 | 59.1249 | 107.324 | 7.812 | 1.4808 | 17.2409 | 30.9229 | 84.4054 | 117.715 | 8.1808 | 1.4808 | 19.0153 | 30.9229 | 84.4054 | 117.715 | 8.1808 | 1.4808 | 19.0153
U | d342a | 21.9754 | 55.9721 | 103.627 | 7.8098 | 1.4808 | 16.8976 | 30.9229 | 84.4054 | 117.715 | 8.1808 | 1.4808 | 19.0153 | 30.9229 | 84.4054 | 117.715 | 8.1808 | 1.4808 | 19.0153
U | d342b | 22.0413 | 57.2396 | 105.477 | 7.8103 | 1.4808 | 16.759 | 30.9229 | 84.4054 | 117.715 | 8.1808 | 1.4808 | 19.0153 | 30.9229 | 84.4054 | 117.715 | 8.1808 | 1.4808 | 19.0153
U | d342c | 22.1439 | 61.4074 | 109.854 | 7.8107 | 1.4808 | 16.7277 | 30.9229 | 84.4054 | 117.715 | 8.1808 | 1.4808 | 19.0153 | 30.9229 | 84.4054 | 117.715 | 8.1808 | 1.4808 | 19.0153
U | d342d | 22.4454 | 64.9374 | 112.776 | 7.8124 | 1.4808 | 16.8734 | 30.9229 | 84.4054 | 117.715 | 8.1808 | 1.4808 | 19.0153 | 30.9229 | 84.4054 | 117.715 | 8.1808 | 1.4808 | 19.0153
U | d342e | 23.4569 | 68.6543 | 113.753 | 7.8128 | 1.4808 | 17.5961 | 30.9229 | 84.4054 | 117.715 | 8.1808 | 1.4808 | 19.0153 | 30.9229 | 84.4054 | 117.715 | 8.1808 | 1.4808 | 19.0153
U | d342f | 25.1983 | 74.6644 | 115.926 | 7.8188 | 1.4808 | 18.4145 | 30.9229 | 84.4054 | 117.715 | 8.1808 | 1.4808 | 19.0153 | 30.9229 | 84.4054 | 117.715 | 8.1808 | 1.4808 | 19.0153
U | d342g | 28.9921 | 81.0709 | 116.969 | 7.8273 | 1.4808 | 19.0153 | 30.9229 | 84.4054 | 117.715 | 8.1808 | 1.4808 | 19.0153 | 30.9229 | 84.4054 | 117.715 | 8.1808 | 1.4808 | 19.0153
U | d342h | 30.9229 | 83.9139 | 117.715 | 7.8352 | 1.4808 | 19.0153 | 30.9229 | 84.4054 | 117.715 | 8.1808 | 1.4808 | 19.0153 | 30.9229 | 84.4054 | 117.715 | 8.1808 | 1.4808 | 19.0153
U | d342i | 30.7006 | 81.4635 | 117.039 | 7.8324 | 1.4808 | 19.0153 | 30.9229 | 84.4054 | 117.715 | 8.1808 | 1.4808 | 19.0153 | 30.9229 | 84.4054 | 117.715 | 8.1808 | 1.4808 | 19.0153
U | d342j | 30.7108 | 80.944 | 117 | 7.8328 | 1.4808 | 19.0153 | 30.9229 | 84.4054 | 117.715 | 8.1808 | 1.4808 | 19.0153 | 30.9229 | 84.4054 | 117.715 | 8.1808 | 1.4808 | 19.0153
U | d342k | 30.8931 | 80.9381 | 117 | 7.8348 | 1.4808 | 19.0153 | 30.9229 | 84.4054 | 117.715 | 8.1808 | 1.4808 | 19.0153 | 30.9229 | 84.4054 | 117.715 | 8.1808 | 1.4808 | 19.0153
U | d342l | 30.6508 | 79.2243 | 117.003 | 7.8335 | 1.4808 | 19.0153 | 30.9229 | 84.4054 | 117.715 | 8.1808 | 1.4808 | 19.0153 | 30.9229 | 84.4054 | 117.715 | 8.1808 | 1.4808 | 19.0153
U | d342m | 30.581 | 79.5684 | 116.96 | 7.8336 | 1.4808 | 19.0153 | 30.9229 | 84.4054 | 117.715 | 8.1808 | 1.4808 | 19.0153 | 30.9229 | 84.4054 | 117.715 | 8.1808 | 1.4808 | 19.0153
U | d342n | 30.6483 | 80.4887 | 117.011 | 7.833 | 1.4808 | 19.0153 | 30.9229 | 84.4054 | 117.715 | 8.1808 | 1.4808 | 19.0153 | 30.9229 | 84.4054 | 117.715 | 8.1808 | 1.4808 | 19.0153
U | d342o | 30.6267 | 80.853 | 117.056 | 7.8327 | 1.4808 | 19.0153 | 30.9229 | 84.4054 | 117.715 | 8.1808 | 1.4808 | 19.0153 | 30.9229 | 84.4054 | 117.715 | 8.1808 | 1.4808 | 19.0153
U | d342p | 30.9229 | 82.2555 | 117.244 | 7.833 | 1.4808 | 19.0153 | 30.9229 | 84.4054 | 117.715 | 8.1808 | 1.4808 | 19.0153 | 30.9229 | 84.4054 | 117.715 | 8.1808 | 1.4808 | 19.0153
U | d342q | 30.9229 | 84.265 | 117.715 | 7.8348 | 1.4808 | 19.0153 | 30.9229 | 84.4054 | 117.715 | 8.1808 | 1.4808 | 19.0153 | 30.9229 | 84.4054 | 117.715 | 8.1808 | 1.4808 | 19.0153
U | d342r | 30.9229 | 84.1885 | 117.715 | 7.8333 | 1.4808 | 19.0153 | 30.9229 | 84.4054 | 117.715 | 8.1808 | 1.4808 | 19.0153 | 30.9229 | 84.4054 | 117.715 | 8.1808 | 1.4808 | 19.0153
U | d342s | 30.9229 | 82.5921 | 117.196 | 7.8296 | 1.4808 | 19.0153 | 30.9229 | 84.4054 | 117.715 | 8.1808 | 1.4808 | 19.0153 | 30.9229 | 84.4054 | 117.715 | 8.1808 | 1.4808 | 19.0153
U | d342t | 30.7053 | 81.9309 | 117.041 | 7.8284 | 1.4808 | 19.0153 | 30.9229 | 84.4054 | 117.715 | 8.1808 | 1.4808 | 19.0153 | 30.9229 | 84.4054 | 117.715 | 8.1808 | 1.4808 | 19.0153
U | d342u | 28.5396 | 77.1234 | 115.627 | 7.8223 | 1.4808 | 18.7566 | 30.9229 | 84.4054 | 117.715 | 8.1808 | 1.4808 | 19.0153 | 30.9229 | 84.4054 | 117.715 | 8.1808 | 1.4808 | 19.0153
U | d342v | 28.0328 | 74.1845 | 114.314 | 7.8198 | 1.4808 | 18.3855 | 30.9229 | 84.4054 | 117.715 | 8.1808 | 1.4808 | 19.0153 | 30.9229 | 84.4054 | 117.715 | 8.1808 | 1.4808 | 19.0153
U | d342x | 27.5242 | 69.2203 | 109.06 | 7.8172 | 1.4808 | 17.9332 | 30.9229 | 84.4054 | 117.715 | 8.1808 | 1.4808 | 19.0153 | 30.9229 | 84.4054 | 117.715 | 8.1808 | 1.4808 | 19.0153
U | d342y | 26.5622 | 65.5989 | 103.045 | 7.8138 | 1.4808 | 17.5947 | 30.9229 | 84.4054 | 117.715 | 8.1808 | 1.4808 | 19.0153 | 30.9229 | 84.4054 | 117.715 | 8.1808 | 1.4808 | 19.0153
U | d343a | 25.9667 | 63.1918 | 98.8336 | 7.8117 | 1.4808 | 17.5359 | 30.9229 | 84.4054 | 117.715 | 8.1808 | 1.4808 | 19.0153 | 30.9229 | 84.4054 | 117.715 | 8.1808 | 1.4808 | 19.0153
U | d343b | 26.1718 | 64.5817 | 100.326 | 7.8122 | 1.4808 | 17.5719 | 30.9229 | 84.4054 | 117.715 | 8.1808 | 1.4808 | 19.0153 | 30.9229 | 84.4054 | 117.715 | 8.1808 | 1.4808 | 19.0153
U | d343c | 26.3165 | 67.7773 | 104.699 | 7.8129 | 1.4808 | 17.5932 | 30.9229 | 84.4054 | 117.715 | 8.1808 | 1.4808 | 19.0153 | 30.9229 | 84.4054 | 117.715 | 8.1808 | 1.4808 | 19.0153
U | d343d | 26.3449 | 70.0046 | 108.029 | 7.814 | 1.4808 | 17.7432 | 30.9229 | 84.4054 | 117.715 | 8.1808 | 1.4808 | 19.0153 | 30.9229 | 84.4054 | 117.715 | 8.1808 | 1.4808 | 19.0153
U | d343e | 26.8417 | 71.6074 | 107.979 | 7.8144 | 1.4808 | 18.1383 | 30.9229 | 84.4054 | 117.715 | 8.1808 | 1.4808 | 19.0153 | 30.9229 | 84.4054 | 117.715 | 8.1808 | 1.4808 | 19.0153
U | d343f | 28.0918 | 75.1083 | 111.008 | 7.8191 | 1.4808 | 18.516 | 30.9229 | 84.4054 | 117.715 | 8.1808 | 1.4808 | 19.0153 | 30.9229 | 84.4054 | 117.715 | 8.1808 | 1.4808 | 19.0153
U | d343g | 29.9306 | 80.246 | 114.274 | 7.8246 | 1.4808 | 18.8102 | 30.9229 | 84.4054 | 117.715 | 8.1808 | 1.4808 | 19.0153 | 30.9229 | 84.4054 | 117.715 | 8.1808 | 1.4808 | 19.0153
U | d343h | 30.4204 | 80.6267 | 114.873 | 7.8265 | 1.4808 | 18.9782 | 30.9229 | 84.4054 | 117.715 | 8.1808 | 1.4808 | 19.0153 | 30.9229 | 84.4054 | 117.715 | 8.1808 | 1.4808 | 19.0153
U | d343i | 30.678 | 79.7906 | 114.333 | 7.8284 | 1.4808 | 19.0153 | 30.9229 | 84.4054 | 117.715 | 8.1808 | 1.4808 | 19.0153 | 30.9229 | 84.4054 | 117.715 | 8.1808 | 1.4808 | 19.0153
U | d343j | 30.4882 | 78.0453 | 112.082 | 7.8272 | 1.4808 | 19.0153 | 30.9229 | 84.4054 | 117.715 | 8.1808 | 1.4808 | 19.0153 | 30.9229 | 84.4054 | 117.715 | 8.1808 | 1.4808 | 19.0153
U | d343k | 30.9229 | 79.4239 | 112.575 | 7.83 | 1.4808 | 19.0153 | 30.9229 | 84.4054 | 117.715 | 8.1808 | 1.4808 | 19.0153 | 30.9229 | 84.4054 | 117.715 | 8.1808 | 1.4808 | 19.0153
U | d343l | 30.6726 | 77.6955 | 111.278 | 7.8286 | 1.4808 | 19.0153 | 30.9229 | 84.4054 | 117.715 | 8.1808 | 1.4808 | 19.0153 | 30.9229 | 84.4054 | 117.715 | 8.1808 | 1.4808 | 19.0153
U | d343m | 30.7665 | 79.2567 | 112.852 | 7.828 | 1.4808 | 19.0153 | 30.9229 | 84.4054 | 117.715 | 8.1808 | 1.4808 | 19.0153 | 30.9229 | 84.4054 | 117.715 | 8.1808 | 1.4808 | 19.0153
U | d343n | 30.5075 | 79.2263 | 113.215 | 7.8262 | 1.4808 | 19.0153 | 30.9229 | 84.4054 | 117.715 | 8.1808 | 1.4808 | 19.0153 | 30.9229 | 84.4054 | 117.715 | 8.1808 | 1.4808 | 19.0153
U | d343o | 30.6725 | 79.7542 | 114.463 | 7.8266 | 1.4808 | 19.0153 | 30.9229 | 84.4054 | 117.715 | 8.1808 | 1.4808 | 19.0153 | 30.9229 | 84.4054 | 117.715 | 8.1808 | 1.4808 | 19.0153
U | d343p | 30.4167 | 78.7646 | 113.102 | 7.8258 | 1.4808 | 19.0153 | 30.9229 | 84.4054 | 117.715 | 8.1808 | 1.4808 | 19.0153 | 30.9229 | 84.4054 | 117.715 | 8.1808 | 1.4808 | 19.0153
U | d343q | 30.9229 | 82.6426 | 116.632 | 7.8295 | 1.4808 | 19.0153 | 30.9229 | 84.4054 | 117.715 | 8.1808 | 1.4808 | 19.0153 | 30.9229 | 84.4054 | 117.715 | 8.1808 | 1.4808 | 19.0153
U | d343r | 30.9229 | 81.8286 | 115.612 | 7.8274 | 1.4808 | 19.0153 | 30.9229 | 84.4054 | 117.715 | 8.1808 | 1.4808 | 19.0153 | 30.9229 | 84.4054 | 117.715 | 8.1808 | 1.4808 | 19.0153
U | d343s | 30.5943 | 79.7258 | 114.395 | 7.8258 | 1.4808 | 19.0153 | 30.9229 | 84.4054 | 117.715 | 8.1808 | 1.4808 | 19.0153 | 30.9229 | 84.4054 | 117.715 | 8.1808 | 1.4808 | 19.0153
U | d343t | 29.2201 | 73.5346 | 109.879 | 7.8237 | 1.4808 | 18.5071 | 30.9229 | 84.4054 | 117.715 | 8.1808 | 1.4808 | 19.0153 | 30.9229 | 84.4054 | 117.715 | 8.1808 | 1.4808 | 19.0153
U | d343u | 28.0731 | 68.4403 | 106.42 | 7.8214 | 1.4808 | 18.1985 | 30.9229 | 84.4054 | 117.715 | 8.1808 | 1.4808 | 19.0153 | 30.9229 | 84.4054 | 117.715 | 8.1808 | 1.4808 | 19.0153
U | d343v | 26.6501 | 60.7638 | 101.009 | 7.8177 | 1.4808 | 17.4259 | 30.9229 | 84.4054 | 117.715 | 8.1808 | 1.4808 | 19.0153 | 30.9229 | 84.4054 | 117.715 | 8.1808 | 1.4808 | 19.0153
U | d343x | 25.542 | 52.6746 | 89.9373 | 7.8147 | 1.4808 | 16.9104 | 30.9229 | 84.4054 | 117.715 | 8.1808 | 1.4808 | 19.0153 | 30.9229 | 84.4054 | 117.715 | 8.1808 | 1.4808 | 19.0153
U | d343y | 25.1761 | 49.7236 | 87.4254 | 7.8132 | 1.4808 | 16.9521 | 30.9229 | 84.4054 | 117.715 | 8.1808 | 1.4808 | 19.0153 | 30.9229 | 84.4054 | 117.715 | 8.1808 | 1.4808 | 19.0153
U | d344a | 25.1281 | 47.7178 | 87.2587 | 7.8129 | 1.4808 | 17.0967 | 30.9229 | 84.4054 | 117.715 | 8.1808 | 1.4808 | 19.0153 | 30.9229 | 84.4054 | 117.715 | 8.1808 | 1.4808 | 19.0153
U | d344b | 24.7451 | 45.6794 | 86.3905 | 7.8121 | 1.4808 | 16.9359 | 30.9229 | 84.4054 | 117.715 | 8.1808 | 1.4808 | 19.0153 | 30.9229 | 84.4054 | 117.715 | 8.1808 | 1.4808 | 19.0153
U | d344c | 24.6582 | 49.1727 | 92.3457 | 7.8124 | 1.4808 | 16.8726 | 30.9229 | 84.4054 | 117.715 | 8.1808 | 1.4808 | 19.0153 | 30.9229 | 84.4054 | 117.715 | 8.1808 | 1.4808 | 19.0153
U | d344d | 24.4058 | 51.3548 | 95.8918 | 7.8124 | 1.4808 | 16.8108 | 30.9229 | 84.4054 | 117.715 | 8.1808 | 1.4808 | 19.0153 | 30.9229 | 84.4054 | 117.715 | 8.1808 | 1.4808 | 19.0153
U | d344e | 24.5169 | 52.3289 | 96.3546 | 7.8124 | 1.4808 | 17.0463 | 30.9229 | 84.4054 | 117.715 | 8.1808 | 1.4808 | 19.0153 | 30.9229 | 84.4054 | 117.715 | 8.1808 | 1.4808 | 19.0153
U | d344f | 24.0318 | 52.8249 | 96.877 | 7.8133 | 1.4808 | 17.2111 | 30.9229 | 84.4054 | 117.715 | 8.1808 | 1.4808 | 19.0153 | 30.9229 | 84.4054 | 117.715 | 8.1808 | 1.4808 | 19.0153
U | d344g | 25.1605 | 54.5021 | 99.7137 | 7.8151 | 1.4808 | 17.6817 | 30.9229 | 84.4054 | 117.715 | 8.1808 | 1.4808 | 19.0153 | 30.9229 | 84.4054 | 117.715 | 8.1808 | 1.4808 | 19.0153
U | d344h | 26.7494 | 56.4242 | 104.652 | 7.8186 | 1.4808 | 18.3046 | 30.9229 | 84.4054 | 117.715 | 8.1808 | 1.4808 | 19.0153 | 30.9229 | 84.4054 | 117.715 | 8.1808 | 1.4808 | 19.0153
U | d344i | 26.8841 | 54.734 | 102.501 | 7.8208 | 1.4808 | 18.2523 | 30.9229 | 84.4054 | 117.715 | 8.1808 | 1.4808 | 19.0153 | 30.9229 | 84.4054 | 117.715 | 8.1808 | 1.4808 | 19.0153
U | d344j | 26.8979 | 52.3105 | 96.9226 | 7.821 | 1.4808 | 18.2462 | 30.9229 | 84.4054 | 117.715 | 8.1808 | 1.4808 | 19.0153 | 30.9229 | 84.4054 | 117.715 | 8.1808 | 1.4808 | 19.0153
U | d344k | 25.9968 | 47.3514 | 88.8359 | 7.8205 | 1.4808 | 18.1584 | 30.9229 | 84.4054 | 117.715 | 8.1808 | 1.4808 | 19.0153 | 30.9229 | 84.4054 | 117.715 | 8.1808 | 1.4808 | 19.0153
U | d344l | 27.0355 | 51.6246 | 93.9975 | 7.8224 | 1.4808 | 18.6967 | 30.9229 | 84.4054 | 117.715 | 8.1808 | 1.4808 | 19.0153 | 30.9229 | 84.4054 | 117.715 | 8.1808 | 1.4808 | 19.0153
U | d344m | 27.4396 | 53.4963 | 98.1038 | 7.8231 | 1.4808 | 18.883 | 30.9229 | 84.4054 | 117.715 | 8.1808 | 1.4808 | 19.0153 | 30.9229 | 84.4054 | 117.715 | 8.1808 | 1.4808 | 19.0153
U | d344n | 27.6419 | 54.2037 | 101.032 | 7.8229 | 1.4808 | 18.9795 | 30.9229 | 84.4054 | 117.715 | 8.1808 | 1.4808 | 19.0153 | 30.9229 | 84.4054 | 117.715 | 8.1808 | 1.4808 | 19.0153
U | d344o | 28.0149 | 55.268 | 103.901 | 7.8236 | 1.4808 | 19.0153 | 30.9229 | 84.4054 | 117.715 | 8.1808 | 1.4808 | 19.0153 | 30.9229 | 84.4054 | 117.715 | 8.1808 | 1.4808 | 19.0153
U | d344p | 27.5825 | 56.6075 | 106.406 | 7.8232 | 1.4808 | 18.9351 | 30.9229 | 84.4054 | 117.715 | 8.1808 | 1.4808 | 19.0153 | 30.9229 | 84.4054 | 117.715 | 8.1808 | 1.4808 | 19.0153
U | d344q | 28.1107 | 62.5333 | 112.323 | 7.8251 | 1.4808 | 19.0153 | 30.9229 | 84.4054 | 117.715 | 8.1808 | 1.4808 | 19.0153 | 30.9229 | 84.4054 | 117.715 | 8.1808 | 1.4808 | 19.0153
U | d344r | 29.7364 | 66.8545 | 114.158 | 7.8284 | 1.4808 | 19.0153 | 30.9229 | 84.4054 | 117.715 | 8.1808 | 1.4808 | 19.0153 | 30.9229 | 84.4054 | 117.715 | 8.1808 | 1.4808 | 19.0153
U | d344s | 27.2019 | 64.1467 | 111.967 | 7.8256 | 1.4808 | 18.9489 | 30.9229 | 84.4054 | 117.715 | 8.1808 | 1.4808 | 19.0153 | 30.9229 | 84.4054 | 117.715 | 8.1808 | 1.4808 | 19.0153
U | d344t | 26.7136 | 62.1805 | 110.179 | 7.8253 | 1.4808 | 18.7918 | 30.9229 | 84.4054 | 117.715 | 8.1808 | 1.4808 | 19.0153 | 30.9229 | 84.4054 | 117.715 | 8.1808 | 1.4808 | 19.0153
U | d344u | 24.57 | 54.5541 | 101.909 | 7.8209 | 1.4808 | 17.6166 | 30.9229 | 84.4054 | 117.715 | 8.1808 | 1.4808 | 19.0153 | 30.9229 | 84.4054 | 117.715 | 8.1808 | 1.4808 | 19.0153
U | d344v | 23.6451 | 52.5441 | 100.21 | 7.8182 | 1.4808 | 16.9282 | 30.9229 | 84.4054 | 117.715 | 8.1808 | 1.4808 | 19.0153 | 30.9229 | 84.4054 | 117.715 | 8.1808 | 1.4808 | 19.0153
U | d344x | 22.3098 | 46.3659 | 94.0445 | 7.8156 | 1.4808 | 16.1182 | 30.9229 | 84.4054 | 117.715 | 8.1808 | 1.4808 | 19.0153 | 30.9229 | 84.4054 | 117.715 | 8.1808 | 1.4808 | 19.0153
U | d344y | 21.1663 | 43.2367 | 89.2345 | 7.8133 | 1.4808 | 15.9651 | 30.9229 | 84.4054 | 117.715 | 8.1808 | 1.4808 | 19.0153 | 30.9229 | 84.4054 | 117.715 | 8.1808 | 1.4808 | 19.0153
U | d345a | 20.2809 | 42.9521 | 88.9023 | 7.8126 | 1.4808 | 15.9574 | 30.9229 | 84.4054 | 117.715 | 8.1808 | 1.4808 | 19.0153 | 30.9229 | 84.4054 | 117.715 | 8.1808 | 1.4808 | 19.0153
U | d345b | 19.7314 | 43.1707 | 90.1413 | 7.8125 | 1.4808 | 15.7568 | 30.9229 | 84.4054 | 117.715 | 8.1808 | 1.4808 | 19.0153 | 30.9229 | 84.4054 | 117.715 | 8.1808 | 1.4808 | 19.0153
U | d345c | 19.5962 | 46.3879 | 95.1849 | 7.8133 | 1.4808 | 15.7177 | 30.9229 | 84.4054 | 117.715 | 8.1808 | 1.4808 | 19.0153 | 30.9229 | 84.4054 | 117.715 | 8.1808 | 1.4808 | 19.0153
U | d345d | 19.2934 | 48.7081 | 97.9836 | 7.8135 | 1.4808 | 15.6711 | 30.9229 | 84.4054 | 117.715 | 8.1808 | 1.4808 | 19.0153 | 30.9229 | 84.4054 | 117.715 | 8.1808 | 1.4808 | 19.0153
U | d345e | 19.5072 | 49.329 | 97.9402 | 7.8143 | 1.4808 | 15.8666 | 30.9229 | 84.4054 | 117.715 | 8.1808 | 1.4808 | 19.0153 | 30.9229 | 84.4054 | 117.715 | 8.1808 | 1.4808 | 19.0153
U | d345f | 19.2191 | 50.9783 | 97.2859 | 7.8167 | 1.4808 | 16.5137 | 30.9229 | 84.4054 | 117.715 | 8.1808 | 1.4808 | 19.0153 | 30.9229 | 84.4054 | 117.715 | 8.1808 | 1.4808 | 19.0153
U | d345g | 21.4656 | 53.6807 | 101.382 | 7.8232 | 1.4808 | 18.2445 | 30.9229 | 84.4054 | 117.715 | 8.1808 | 1.4808 | 19.0153 | 30.9229 | 84.4054 | 117.715 | 8.1808 | 1.4808 | 19.0153
U | d345h | 23.0065 | 54.7554 | 101.509 | 7.8283 | 1.4808 | 19.0153 | 30.9229 | 84.4054 | 117.715 | 8.1808 | 1.4808 | 19.0153 | 30.9229 | 84.4054 | 117.715 | 8.1808 | 1.4808 | 19.0153
U | d345i | 24.2289 | 56.5009 | 101.945 | 7.8332 | 1.4808 | 19.0153 | 30.9229 | 84.4054 | 117.715 | 8.1808 | 1.4808 | 19.0153 | 30.9229 | 84.4054 | 117.715 | 8.1808 | 1.4808 | 19.0153
U | d345j | 24.7028 | 56.3535 | 100.511 | 7.834 | 1.4808 | 19.0153 | 30.9229 | 84.4054 | 117.715 | 8.1808 | 1.4808 | 19.0153 | 30.9229 | 84.4054 | 117.715 | 8.1808 | 1.4808 | 19.0153
U | d345k | 25.783 | 57.1951 | 100.983 | 7.8349 | 1.4808 | 19.0153 | 30.9229 | 84.4054 | 117.715 | 8.1808 | 1.4808 | 19.0153 | 30.9229 | 84.4054 | 117.715 | 8.1808 | 1.4808 | 19.0153
U | d345l | 26.4648 | 61.0028 | 108.857 | 7.8344 | 1.4808 | 19.0153 | 30.9229 | 84.4054 | 117.715 | 8.1808 | 1.4808 | 19.0153 | 30.9229 | 84.4054 | 117.715 | 8.1808 | 1.4808 | 19.0153
U | d345m | 27.7829 | 67.8396 | 114.906 | 7.8361 | 1.4808 | 19.0153 | 30.9229 | 84.4054 | 117.715 | 8.1808 | 1.4808 | 19.0153 | 30.9229 | 84.4054 | 117.715 | 8.1808 | 1.4808 | 19.0153
U | d345n | 27.3129 | 67.4019 | 114.992 | 7.8354 | 1.4808 | 19.0153 | 30.9229 | 84.4054 | 117.715 | 8.1808 | 1.4808 | 19.0153 | 30.9229 | 84.4054 | 117.715 | 8.1808 | 1.4808 | 19.0153
U | d345o | 26.1823 | 65.6365 | 114.095 | 7.8327 | 1.4808 | 19.0153 | 30.9229 | 84.4054 | 117.715 | 8.1808 | 1.4808 | 19.0153 | 30.9229 | 84.4054 | 117.715 | 8.1808 | 1.4808 | 19.0153
U | d345p | 26.3344 | 67.0269 | 114.679 | 7.8328 | 1.4808 | 19.0153 | 30.9229 | 84.4054 | 117.715 | 8.1808 | 1.4808 | 19.0153 | 30.9229 | 84.4054 | 117.715 | 8.1808 | 1.4808 | 19.0153
U | d345q | 25.7414 | 66.0059 | 113.167 | 7.8324 | 1.4808 | 19.0153 | 30.9229 | 84.4054 | 117.715 | 8.1808 | 1.4808 | 19.0153 | 30.9229 | 84.4054 | 117.715 | 8.1808 | 1.4808 | 19.0153
U | d345r | 26.3486 | 69.3486 | 113.682 | 7.8331 | 1.4808 | 19.0153 | 30.9229 | 84.4054 | 117.715 | 8.1808 | 1.4808 | 19.0153 | 30.9229 | 84.4054 | 117.715 | 8.1808 | 1.4808 | 19.0153
U | d345s | 23.7828 | 63.1253 | 108.854 | 7.8287 | 1.4808 | 19.0153 | 30.9229 | 84.4054 | 117.715 | 8.1808 | 1.4808 | 19.0153 | 30.9229 | 84.4054 | 117.715 | 8.1808 | 1.4808 | 19.0153
U | d345t | 24.2784 | 63.0777 | 107.722 | 7.8289 | 1.4808 | 19.0153 | 30.9229 | 84.4054 | 117.715 | 8.1808 | 1.4808 | 19.0153 | 30.9229 | 84.4054 | 117.715 | 8.1808 | 1.4808 | 19.0153
U | d345u | 23.0803 | 56.7412 | 100.459 | 7.8249 | 1.4808 | 18.1136 | 30.9229 | 84.4054 | 117.715 | 8.1808 | 1.4808 | 19.0153 | 30.9229 | 84.4054 | 117.715 | 8.1808 | 1.4808 | 19.0153
U | d345v | 22.5546 | 54.8465 | 99.3345 | 7.8211 | 1.4808 | 17.8235 | 30.9229 | 84.4054 | 117.715 | 8.1808 | 1.4808 | 19.0153 | 30.9229 | 84.4054 | 117.715 | 8.1808 | 1.4808 | 19.0153
U | d345x | 21.2189 | 51.909 | 92.4972 | 7.8188 | 1.4808 | 16.7787 | 30.9229 | 84.4054 | 117.715 | 8.1808 | 1.4808 | 19.0153 | 30.9229 | 84.4054 | 117.715 | 8.1808 | 1.4808 | 19.0153
U | d345y | 20.5552 | 49.7401 | 89.2269 | 7.8159 | 1.4808 | 16.3608 | 30.9229 | 84.4054 | 117.715 | 8.1808 | 1.4808 | 19.0153 | 30.9229 | 84.4054 | 117.715 | 8.1808 | 1.4808 | 19.0153
U | d346a | 19.4925 | 47.0489 | 85.2515 | 7.8137 | 1.4808 | 16.2848 | 30.9229 | 84.4054 | 117.715 | 8.1808 | 1.4808 | 19.0153 | 30.9229 | 84.4054 | 117.715 | 8.1808 | 1.4808 | 19.0153
U | d346b | 19.5695 | 47.2843 | 85.507 | 7.8131 | 1.4808 | 16.0729 | 30.9229 | 84.4054 | 117.715 | 8.1808 | 1.4808 | 19.0153 | 30.9229 | 84.4054 | 117.715 | 8.1808 | 1.4808 | 19.0153
U | d346c | 20.1477 | 50.9465 | 89.8866 | 7.8134 | 1.4808 | 16.208 | 30.9229 | 84.4054 | 117.715 | 8.1808 | 1.4808 | 19.0153 | 30.9229 | 84.4054 | 117.715 | 8.1808 | 1.4808 | 19.0153
U | d346d | 20.7366 | 54.341 | 94.3472 | 7.8142 | 1.4808 | 16.2254 | 30.9229 | 84.4054 | 117.715 | 8.1808 | 1.4808 | 19.0153 | 30.9229 | 84.4054 | 117.715 | 8.1808 | 1.4808 | 19.0153
U | d346e | 22.0369 | 57.7282 | 95.8285 | 7.8149 | 1.4808 | 17.3319 | 30.9229 | 84.4054 | 117.715 | 8.1808 | 1.4808 | 19.0153 | 30.9229 | 84.4054 | 117.715 | 8.1808 | 1.4808 | 19.0153
U | d346f | 24.2979 | 61.9225 | 99.4936 | 7.8203 | 1.4808 | 18.1387 | 30.9229 | 84.4054 | 117.715 | 8.1808 | 1.4808 | 19.0153 | 30.9229 | 84.4054 | 117.715 | 8.1808 | 1.4808 | 19.0153
U | d346g | 27.9908 | 69.4883 | 109.213 | 7.8298 | 1.4808 | 19.0153 | 30.9229 | 84.4054 | 117.715 | 8.1808 | 1.4808 | 19.0153 | 30.9229 | 84.4054 | 117.715 | 8.1808 | 1.4808 | 19.0153
U | d346h | 30.4356 | 73.3648 | 112.874 | 7.834 | 1.4808 | 19.0153 | 30.9229 | 84.4054 | 117.715 | 8.1808 | 1.4808 | 19.0153 | 30.9229 | 84.4054 | 117.715 | 8.1808 | 1.4808 | 19.0153
U | d346i | 30.9229 | 75.8092 | 114.855 | 7.8377 | 1.4808 | 19.0153 | 30.9229 | 84.4054 | 117.715 | 8.1808 | 1.4808 | 19.0153 | 30.9229 | 84.4054 | 117.715 | 8.1808 | 1.4808 | 19.0153
U | d346j | 30.9229 | 74.4555 | 113.191 | 7.838 | 1.4808 | 19.0153 | 30.9229 | 84.4054 | 117.715 | 8.1808 | 1.4808 | 19.0153 | 30.9229 | 84.4054 | 117.715 | 8.1808 | 1.4808 | 19.0153
U | d346k | 30.9229 | 74.5224 | 112.819 | 7.8369 | 1.4808 | 19.0153 | 30.9229 | 84.4054 | 117.715 | 8.1808 | 1.4808 | 19.0153 | 30.9229 | 84.4054 | 117.715 | 8.1808 | 1.4808 | 19.0153
U | d346l | 30.9229 | 74.5573 | 112.131 | 7.8383 | 1.4808 | 19.0153 | 30.9229 | 84.4054 | 117.715 | 8.1808 | 1.4808 | 19.0153 | 30.9229 | 84.4054 | 117.715 | 8.1808 | 1.4808 | 19.0153
U | d346m | 30.9229 | 71.9921 | 111.775 | 7.8387 | 1.4808 | 19.0153 | 30.9229 | 84.4054 | 117.715 | 8.1808 | 1.4808 | 19.0153 | 30.9229 | 84.4054 | 117.715 | 8.1808 | 1.4808 | 19.0153
U | d346n | 30.9229 | 75.0997 | 113.853 | 7.8381 | 1.4808 | 19.0153 | 30.9229 | 84.4054 | 117.715 | 8.1808 | 1.4808 | 19.0153 | 30.9229 | 84.4054 | 117.715 | 8.1808 | 1.4808 | 19.0153
U | d346o | 30.9229 | 74.8789 | 114.147 | 7.8389 | 1.4808 | 19.0153 | 30.9229 | 84.4054 | 117.715 | 8.1808 | 1.4808 | 19.0153 | 30.9229 | 84.4054 | 117.715 | 8.1808 | 1.4808 | 19.0153
U | d346p | 30.9229 | 76.096 | 115.363 | 7.8368 | 1.4808 | 19.0153 | 30.9229 | 84.4054 | 117.715 | 8.1808 | 1.4808 | 19.0153 | 30.9229 | 84.4054 | 117.715 | 8.1808 | 1.4808 | 19.0153
U | d346q | 30.9229 | 76.9129 | 116.024 | 7.8352 | 1.4808 | 19.0153 | 30.9229 | 84.4054 | 117.715 | 8.1808 | 1.4808 | 19.0153 | 30.9229 | 84.4054 | 117.715 | 8.1808 | 1.4808 | 19.0153
U | d346r | 30.9229 | 76.1753 | 115.777 | 7.8334 | 1.4808 | 19.0153 | 30.9229 | 84.4054 | 117.715 | 8.1808 | 1.4808 | 19.0153 | 30.9229 | 84.4054 | 117.715 | 8.1808 | 1.4808 | 19.0153
U | d346s | 30.9229 | 74.3922 | 115.449 | 7.8332 | 1.4808 | 19.0153 | 30.9229 | 84.4054 | 117.715 | 8.1808 | 1.4808 | 19.0153 | 30.9229 | 84.4054 | 117.715 | 8.1808 | 1.4808 | 19.0153
U | d346t | 30.9229 | 69.5987 | 113.969 | 7.8317 | 1.4808 | 19.0153 | 30.9229 | 84.4054 | 117.715 | 8.1808 | 1.4808 | 19.0153 | 30.9229 | 84.4054 | 117.715 | 8.1808 | 1.4808 | 19.0153
U | d346u | 30.707 | 62.7164 | 110.552 | 7.8275 | 1.4808 | 19.0153 | 30.9229 | 84.4054 | 117.715 | 8.1808 | 1.4808 | 19.0153 | 30.9229 | 84.4054 | 117.715 | 8.1808 | 1.4808 | 19.0153
U | d346v | 29.2873 | 56.763 | 107.559 | 7.8225 | 1.4808 | 18.5696 | 30.9229 | 84.4054 | 117.715 | 8.1808 | 1.4808 | 19.0153 | 30.9229 | 84.4054 | 117.715 | 8.1808 | 1.4808 | 19.0153
U | d346x | 26.8049 | 48.8715 | 97.1329 | 7.8185 | 1.4808 | 17.7528 | 30.9229 | 84.4054 | 117.715 | 8.1808 | 1.4808 | 19.0153 | 30.9229 | 84.4054 | 117.715 | 8.1808 | 1.4808 | 19.0153
U | d346y | 25.719 | 46.3665 | 93.6577 | 7.8157 | 1.4808 | 17.4166 | 30.9229 | 84.4054 | 117.715 | 8.1808 | 1.4808 | 19.0153 | 30.9229 | 84.4054 | 117.715 | 8.1808 | 1.4808 | 19.0153
U | d347a | 25.1734 | 45.2144 | 92.1478 | 7.8137 | 1.4808 | 17.4736 | 30.9229 | 84.4054 | 117.715 | 8.1808 | 1.4808 | 19.0153 | 30.9229 | 84.4054 | 117.715 | 8.1808 | 1.4808 | 19.0153
U | d347b | 25.175 | 46.6603 | 94.54 | 7.814 | 1.4808 | 17.4925 | 30.9229 | 84.4054 | 117.715 | 8.1808 | 1.4808 | 19.0153 | 30.9229 | 84.4054 | 117.715 | 8.1808 | 1.4808 | 19.0153
U | d347c | 25.3274 | 50.3712 | 100.755 | 7.8146 | 1.4808 | 17.6283 | 30.9229 | 84.4054 | 117.715 | 8.1808 | 1.4808 | 19.0153 | 30.9229 | 84.4054 | 117.715 | 8.1808 | 1.4808 | 19.0153
U | d347d | 25.2768 | 53.2198 | 105.246 | 7.816 | 1.4808 | 17.7715 | 30.9229 | 84.4054 | 117.715 | 8.1808 | 1.4808 | 19.0153 | 30.9229 | 84.4054 | 117.715 | 8.1808 | 1.4808 | 19.0153
U | d347e | 25.8297 | 55.7513 | 106.309 | 7.8166 | 1.4808 | 18.2896 | 30.9229 | 84.4054 | 117.715 | 8.1808 | 1.4808 | 19.0153 | 30.9229 | 84.4054 | 117.715 | 8.1808 | 1.4808 | 19.0153
U | d347f | 27.422 | 59.7046 | 110.18 | 7.8231 | 1.4808 | 18.9254 | 30.9229 | 84.4054 | 117.715 | 8.1808 | 1.4808 | 19.0153 | 30.9229 | 84.4054 | 117.715 | 8.1808 | 1.4808 | 19.0153
U | d347g | 30.7093 | 66.8999 | 114.247 | 7.8339 | 1.4808 | 19.0153 | 30.9229 | 84.4054 | 117.715 | 8.1808 | 1.4808 | 19.0153 | 30.9229 | 84.4054 | 117.715 | 8.1808 | 1.4808 | 19.0153
U | d347h | 30.9229 | 71.649 | 115.668 | 7.8415 | 1.4808 | 19.0153 | 30.9229 | 84.4054 | 117.715 | 8.1808 | 1.4808 | 19.0153 | 30.9229 | 84.4054 | 117.715 | 8.1808 | 1.4808 | 19.0153
U | d347i | 30.9229 | 70.6251 | 115.651 | 7.8447 | 1.4808 | 19.0153 | 30.9229 | 84.4054 | 117.715 | 8.1808 | 1.4808 | 19.0153 | 30.9229 | 84.4054 | 117.715 | 8.1808 | 1.4808 | 19.0153
U | d347j | 30.9229 | 65.5612 | 114.459 | 7.8454 | 1.4808 | 19.0153 | 30.9229 | 84.4054 | 117.715 | 8.1808 | 1.4808 | 19.0153 | 30.9229 | 84.4054 | 117.715 | 8.1808 | 1.4808 | 19.0153
U | d347k | 30.9229 | 61.7625 | 113.851 | 7.8452 | 1.4808 | 19.0153 | 30.9229 | 84.4054 | 117.715 | 8.1808 | 1.4808 | 19.0153 | 30.9229 | 84.4054 | 117.715 | 8.1808 | 1.4808 | 19.0153
U | d347l | 30.9229 | 65.3028 | 114.61 | 7.8491 | 1.4808 | 19.0153 | 30.9229 | 84.4054 | 117.715 | 8.1808 | 1.4808 | 19.0153 | 30.9229 | 84.4054 | 117.715 | 8.1808 | 1.4808 | 19.0153
U | d347m | 30.9229 | 63.8564 | 111.873 | 7.8454 | 1.4808 | 19.0153 | 30.9229 | 84.4054 | 117.715 | 8.1808 | 1.4808 | 19.0153 | 30.9229 | 84.4054 | 117.715 | 8.1808 | 1.4808 | 19.0153
U | d347n | 30.9229 | 68.1543 | 114.458 | 7.8476 | 1.4808 | 19.0153 | 30.9229 | 84.4054 | 117.715 | 8.1808 | 1.4808 | 19.0153 | 30.9229 | 84.4054 | 117.715 | 8.1808 | 1.4808 | 19.0153
U | d347o | 30.9229 | 67.7073 | 114.963 | 7.8455 | 1.4808 | 19.0153 | 30.9229 | 84.4054 | 117.715 | 8.1808 | 1.4808 | 19.0153 | 30.9229 | 84.4054 | 117.715 | 8.1808 | 1.4808 | 19.0153
U | d347p | 30.9229 | 73.5536 | 116.156 | 7.8481 | 1.4808 | 19.0153 | 30.9229 | 84.4054 | 117.715 | 8.1808 | 1.4808 | 19.0153 | 30.9229 | 84.4054 | 117.715 | 8.1808 | 1.4808 | 19.0153
U | d347q | 30.9229 | 77.9168 | 117.147 | 7.8504 | 1.4808 | 19.0153 | 30.9229 | 84.4054 | 117.715 | 8.1808 | 1.4808 | 19.0153 | 30.9229 | 84.4054 | 117.715 | 8.1808 | 1.4808 | 19.0153
U | d347r | 30.9229 | 77.9865 | 117.153 | 7.8474 | 1.4808 | 19.0153 | 30.9229 | 84.4054 | 117.715 | 8.1808 | 1.4808 | 19.0153 | 30.9229 | 84.4054 | 117.715 | 8.1808 | 1.4808 | 19.0153
U | d347s | 30.9229 | 77.3889 | 116.876 | 7.8464 | 1.4808 | 19.0153 | 30.9229 | 84.4054 | 117.715 | 8.1808 | 1.4808 | 19.0153 | 30.9229 | 84.4054 | 117.715 | 8.1808 | 1.4808 | 19.0153
U | d347t | 30.9229 | 72.0236 | 115.3 | 7.8394 | 1.4808 | 19.0153 | 30.9229 | 84.4054 | 117.715 | 8.1808 | 1.4808 | 19.0153 | 30.9229 | 84.4054 | 117.715 | 8.1808 | 1.4808 | 19.0153
U | d347u | 30.8147 | 69.7614 | 114.816 | 7.8364 | 1.4808 | 19.0153 | 30.9229 | 84.4054 | 117.715 | 8.1808 | 1.4808 | 19.0153 | 30.9229 | 84.4054 | 117.715 | 8.1808 | 1.4808 | 19.0153
U | d347v | 27.8464 | 61.289 | 111.434 | 7.8284 | 1.4808 | 18.8455 | 30.9229 | 84.4054 | 117.715 | 8.1808 | 1.4808 | 19.0153 | 30.9229 | 84.4054 | 117.715 | 8.1808 | 1.4808 | 19.0153
U | d347x | 25.9262 | 52.1069 | 102.116 | 7.8249 | 1.4808 | 18.3524 | 30.9229 | 84.4054 | 117.715 | 8.1808 | 1.4808 | 19.0153 | 30.9229 | 84.4054 | 117.715 | 8.1808 | 1.4808 | 19.0153
U | d347y | 24.9338 | 49.9021 | 96.7591 | 7.8203 | 1.4808 | 17.8904 | 30.9229 | 84.4054 | 117.715 | 8.1808 | 1.4808 | 19.0153 | 30.9229 | 84.4054 | 117.715 | 8.1808 | 1.4808 | 19.0153
U | d348a | 24.6451 | 49.7342 | 95.568 | 7.8182 | 1.4808 | 17.8728 | 30.9229 | 84.4054 | 117.715 | 8.1808 | 1.4808 | 19.0153 | 30.9229 | 84.4054 | 117.715 | 8.1808 | 1.4808 | 19.0153
U | d348b | 25.2305 | 51.2853 | 98.3264 | 7.8181 | 1.4808 | 17.7332 | 30.9229 | 84.4054 | 117.715 | 8.1808 | 1.4808 | 19.0153 | 30.9229 | 84.4054 | 117.715 | 8.1808 | 1.4808 | 19.0153
U | d348c | 25.9275 | 54.8836 | 103.399 | 7.8169 | 1.4808 | 17.5704 | 30.9229 | 84.4054 | 117.715 | 8.1808 | 1.4808 | 19.0153 | 30.9229 | 84.4054 | 117.715 | 8.1808 | 1.4808 | 19.0153
U | d348d | 26.2142 | 57.5541 | 108.034 | 7.817 | 1.4808 | 17.4319 | 30.9229 | 84.4054 | 117.715 | 8.1808 | 1.4808 | 19.0153 | 30.9229 | 84.4054 | 117.715 | 8.1808 | 1.4808 | 19.0153
U | d348e | 27.0683 | 58.8128 | 108.492 | 7.816 | 1.4808 | 17.962 | 30.9229 | 84.4054 | 117.715 | 8.1808 | 1.4808 | 19.0153 | 30.9229 | 84.4054 | 117.715 | 8.1808 | 1.4808 | 19.0153
U | d348f | 28.668 | 62.0991 | 112.964 | 7.8216 | 1.4808 | 18.6553 | 30.9229 | 84.4054 | 117.715 | 8.1808 | 1.4808 | 19.0153 | 30.9229 | 84.4054 | 117.715 | 8.1808 | 1.4808 | 19.0153
U | d348g | 30.9229 | 70.4409 | 116.815 | 7.83 | 1.4808 | 19.0153 | 30.9229 | 84.4054 | 117.715 | 8.1808 | 1.4808 | 19.0153 | 30.9229 | 84.4054 | 117.715 | 8.1808 | 1.4808 | 19.0153
U | d348h | 30.9229 | 73.8857 | 117.183 | 7.8321 | 1.4808 | 19.0153 | 30.9229 | 84.4054 | 117.715 | 8.1808 | 1.4808 | 19.0153 | 30.9229 | 84.4054 | 117.715 | 8.1808 | 1.4808 | 19.0153
U | d348i | 30.9229 | 73.8919 | 117.188 | 7.8328 | 1.4808 | 19.0153 | 30.9229 | 84.4054 | 117.715 | 8.1808 | 1.4808 | 19.0153 | 30.9229 | 84.4054 | 117.715 | 8.1808 | 1.4808 | 19.0153
U | d348j | 30.9229 | 72.9575 | 117.166 | 7.8315 | 1.4808 | 19.0153 | 30.9229 | 84.4054 | 117.715 | 8.1808 | 1.4808 | 19.0153 | 30.9229 | 84.4054 | 117.715 | 8.1808 | 1.4808 | 19.0153
U | d348k | 30.9229 | 71.5319 | 117.116 | 7.8304 | 1.4808 | 19.0153 | 30.9229 | 84.4054 | 117.715 | 8.1808 | 1.4808 | 19.0153 | 30.9229 | 84.4054 | 117.715 | 8.1808 | 1.4808 | 19.0153
U | d348l | 30.9229 | 73.6735 | 117.172 | 7.8322 | 1.4808 | 19.0153 | 30.9229 | 84.4054 | 117.715 | 8.1808 | 1.4808 | 19.0153 | 30.9229 | 84.4054 | 117.715 | 8.1808 | 1.4808 | 19.0153
U | d348m | 30.9116 | 72.6689 | 117.12 | 7.8315 | 1.4808 | 19.0153 | 30.9229 | 84.4054 | 117.715 | 8.1808 | 1.4808 | 19.0153 | 30.9229 | 84.4054 | 117.715 | 8.1808 | 1.4808 | 19.0153
U | d348n | 30.9065 | 74.2337 | 117.201 | 7.832 | 1.4808 | 19.0153 | 30.9229 | 84.4054 | 117.715 | 8.1808 | 1.4808 | 19.0153 | 30.9229 | 84.4054 | 117.715 | 8.1808 | 1.4808 | 19.0153
U | d348o | 30.8829 | 73.1485 | 117.189 | 7.8317 | 1.4808 | 19.0153 | 30.9229 | 84.4054 | 117.715 | 8.1808 | 1.4808 | 19.0153 | 30.9229 | 84.4054 | 117.715 | 8.1808 | 1.4808 | 19.0153
U | d348p | 30.9229 | 74.6443 | 117.202 | 7.832 | 1.4808 | 19.0153 | 30.9229 | 84.4054 | 117.715 | 8.1808 | 1.4808 | 19.0153 | 30.9229 | 84.4054 | 117.715 | 8.1808 | 1.4808 | 19.0153
U | d348q | 30.9229 | 78.1136 | 117.192 | 7.8319 | 1.4808 | 19.0153 | 30.9229 | 84.4054 | 117.715 | 8.1808 | 1.4808 | 19.0153 | 30.9229 | 84.4054 | 117.715 | 8.1808 | 1.4808 | 19.0153
U | d348r | 30.9229 | 77.1846 | 117.241 | 7.8318 | 1.4808 | 19.0153 | 30.9229 | 84.4054 | 117.715 | 8.1808 | 1.4808 | 19.0153 | 30.9229 | 84.4054 | 117.715 | 8.1808 | 1.4808 | 19.0153
U | d348s | 30.9229 | 73.7355 | 117.085 | 7.8295 | 1.4808 | 19.0153 | 30.9229 | 84.4054 | 117.715 | 8.1808 | 1.4808 | 19.0153 | 30.9229 | 84.4054 | 117.715 | 8.1808 | 1.4808 | 19.0153
U | d348t | 29.7553 | 68.5117 | 116.511 | 7.8272 | 1.4808 | 19.0153 | 30.9229 | 84.4054 | 117.715 | 8.1808 | 1.4808 | 19.0153 | 30.9229 | 84.4054 | 117.715 | 8.1808 | 1.4808 | 19.0153
U | d348u | 26.3231 | 61.9296 | 114.416 | 7.8236 | 1.4808 | 19.0153 | 30.9229 | 84.4054 | 117.715 | 8.1808 | 1.4808 | 19.0153 | 30.9229 | 84.4054 | 117.715 | 8.1808 | 1.4808 | 19.0153
U | d348v | 24.1768 | 57.0112 | 111.181 | 7.8194 | 1.4808 | 18.3911 | 30.9229 | 84.4054 | 117.715 | 8.1808 | 1.4808 | 19.0153 | 30.9229 | 84.4054 | 117.715 | 8.1808 | 1.4808 | 19.0153
U | d348x | 22.4732 | 51.2225 | 102.153 | 7.8165 | 1.4808 | 17.6679 | 30.9229 | 84.4054 | 117.715 | 8.1808 | 1.4808 | 19.0153 | 30.9229 | 84.4054 | 117.715 | 8.1808 | 1.4808 | 19.0153
U | d348y | 22.1089 | 49.9423 | 98.5358 | 7.8139 | 1.4808 | 17.3797 | 30.9229 | 84.4054 | 117.715 | 8.1808 | 1.4808 | 19.0153 | 30.9229 | 84.4054 | 117.715 | 8.1808 | 1.4808 | 19.0153
U | d349a | 21.8624 | 48.4162 | 96.4464 | 7.812 | 1.4808 | 17.3926 | 30.9229 | 84.4054 | 117.715 | 8.1808 | 1.4808 | 19.0153 | 30.9229 | 84.4054 | 117.715 | 8.1808 | 1.4808 | 19.0153
U | d349b | 22.1952 | 49.9018 | 99.4768 | 7.8123 | 1.4808 | 17.3663 | 30.9229 | 84.4054 | 117.715 | 8.1808 | 1.4808 | 19.0153 | 30.9229 | 84.4054 | 117.715 | 8.1808 | 1.4808 | 19.0153
U | d349c | 21.9174 | 53.0723 | 103.782 | 7.8129 | 1.4808 | 17.3518 | 30.9229 | 84.4054 | 117.715 | 8.1808 | 1.4808 | 19.0153 | 30.9229 | 84.4054 | 117.715 | 8.1808 | 1.4808 | 19.0153
U | d349d | 21.9154 | 56.9909 | 108.706 | 7.8146 | 1.4808 | 17.5187 | 30.9229 | 84.4054 | 117.715 | 8.1808 | 1.4808 | 19.0153 | 30.9229 | 84.4054 | 117.715 | 8.1808 | 1.4808 | 19.0153
U | d349e | 22.1533 | 58.3743 | 108.244 | 7.815 | 1.4808 | 18.1507 | 30.9229 | 84.4054 | 117.715 | 8.1808 | 1.4808 | 19.0153 | 30.9229 | 84.4054 | 117.715 | 8.1808 | 1.4808 | 19.0153
U | d349f | 23.2906 | 62.1442 | 110.955 | 7.8212 | 1.4808 | 18.8078 | 30.9229 | 84.4054 | 117.715 | 8.1808 | 1.4808 | 19.0153 | 30.9229 | 84.4054 | 117.715 | 8.1808 | 1.4808 | 19.0153
U | d349g | 28.7551 | 71.0971 | 115.098 | 7.8313 | 1.4808 | 19.0153 | 30.9229 | 84.4054 | 117.715 | 8.1808 | 1.4808 | 19.0153 | 30.9229 | 84.4054 | 117.715 | 8.1808 | 1.4808 | 19.0153
U | d349h | 30.81 | 76.7028 | 116.642 | 7.8374 | 1.4808 | 19.0153 | 30.9229 | 84.4054 | 117.715 | 8.1808 | 1.4808 | 19.0153 | 30.9229 | 84.4054 | 117.715 | 8.1808 | 1.4808 | 19.0153
U | d349i | 30.9229 | 77.8695 | 117.128 | 7.8412 | 1.4808 | 19.0153 | 30.9229 | 84.4054 | 117.715 | 8.1808 | 1.4808 | 19.0153 | 30.9229 | 84.4054 | 117.715 | 8.1808 | 1.4808 | 19.0153
U | d349j | 30.9229 | 74.4064 | 115.739 | 7.841 | 1.4808 | 19.0153 | 30.9229 | 84.4054 | 117.715 | 8.1808 | 1.4808 | 19.0153 | 30.9229 | 84.4054 | 117.715 | 8.1808 | 1.4808 | 19.0153
U | d349k | 30.9229 | 72.139 | 113.982 | 7.8452 | 1.4808 | 19.0153 | 30.9229 | 84.4054 | 117.715 | 8.1808 | 1.4808 | 19.0153 | 30.9229 | 84.4054 | 117.715 | 8.1808 | 1.4808 | 19.0153
U | d349l | 30.9229 | 73.702 | 114.506 | 7.8463 | 1.4808 | 19.0153 | 30.9229 | 84.4054 | 117.715 | 8.1808 | 1.4808 | 19.0153 | 30.9229 | 84.4054 | 117.715 | 8.1808 | 1.4808 | 19.0153
U | d349m | 30.9229 | 75.1327 | 115.57 | 7.8486 | 1.4808 | 19.0153 | 30.9229 | 84.4054 | 117.715 | 8.1808 | 1.4808 | 19.0153 | 30.9229 | 84.4054 | 117.715 | 8.1808 | 1.4808 | 19.0153
U | d349n | 30.9229 | 74.6709 | 115.328 | 7.8451 | 1.4808 | 19.0153 | 30.9229 | 84.4054 | 117.715 | 8.1808 | 1.4808 | 19.0153 | 30.9229 | 84.4054 | 117.715 | 8.1808 | 1.4808 | 19.0153
U | d349o | 30.9229 | 76.6434 | 115.49 | 7.8439 | 1.4808 | 19.0153 | 30.9229 | 84.4054 | 117.715 | 8.1808 | 1.4808 | 19.0153 | 30.9229 | 84.4054 | 117.715 | 8.1808 | 1.4808 | 19.0153
U | d349p | 30.9229 | 77.5526 | 115.807 | 7.8412 | 1.4808 | 19.0153 | 30.9229 | 84.4054 | 117.715 | 8.1808 | 1.4808 | 19.0153 | 30.9229 | 84.4054 | 117.715 | 8.1808 | 1.4808 | 19.0153
U | d349q | 30.9229 | 80.2234 | 116.89 | 7.8391 | 1.4808 | 19.0153 | 30.9229 | 84.4054 | 117.715 | 8.1808 | 1.4808 | 19.0153 | 30.9229 | 84.4054 | 117.715 | 8.1808 | 1.4808 | 19.0153
U | d349r | 30.9229 | 80.1654 | 117.01 | 7.8383 | 1.4808 | 19.0153 | 30.9229 | 84.4054 | 117.715 | 8.1808 | 1.4808 | 19.0153 | 30.9229 | 84.4054 | 117.715 | 8.1808 | 1.4808 | 19.0153
U | d349s | 30.9229 | 76.2328 | 115.996 | 7.8331 | 1.4808 | 19.0153 | 30.9229 | 84.4054 | 117.715 | 8.1808 | 1.4808 | 19.0153 | 30.9229 | 84.4054 | 117.715 | 8.1808 | 1.4808 | 19.0153
U | d349t | 30.9229 | 73.0729 | 115.485 | 7.8324 | 1.4808 | 19.0153 | 30.9229 | 84.4054 | 117.715 | 8.1808 | 1.4808 | 19.0153 | 30.9229 | 84.4054 | 117.715 | 8.1808 | 1.4808 | 19.0153
U | d349u | 29.941 | 61.8968 | 111.646 | 7.8269 | 1.4808 | 18.7216 | 30.9229 | 84.4054 | 117.715 | 8.1808 | 1.4808 | 19.0153 | 30.9229 | 84.4054 | 117.715 | 8.1808 | 1.4808 | 19.0153
U | d349v | 28.972 | 57.6806 | 109.745 | 7.823 | 1.4808 | 18.108 | 30.9229 | 84.4054 | 117.715 | 8.1808 | 1.4808 | 19.0153 | 30.9229 | 84.4054 | 117.715 | 8.1808 | 1.4808 | 19.0153
U | d349x | 27.7517 | 54.221 | 104.595 | 7.8209 | 1.4808 | 17.6601 | 30.9229 | 84.4054 | 117.715 | 8.1808 | 1.4808 | 19.0153 | 30.9229 | 84.4054 | 117.715 | 8.1808 | 1.4808 | 19.0153
U | d349y | 26.2267 | 49.7661 | 97.9711 | 7.8167 | 1.4808 | 17.0463 | 30.9229 | 84.4054 | 117.715 | 8.1808 | 1.4808 | 19.0153 | 30.9229 | 84.4054 | 117.715 | 8.1808 | 1.4808 | 19.0153
U | d350a | 26.2698 | 50.7591 | 100.231 | 7.816 | 1.4808 | 17.3362 | 30.9229 | 84.4054 | 117.715 | 8.1808 | 1.4808 | 19.0153 | 30.9229 | 84.4054 | 117.715 | 8.1808 | 1.4808 | 19.0153
U | d350b | 25.7945 | 50.1165 | 100.907 | 7.8152 | 1.4808 | 16.953 | 30.9229 | 84.4054 | 117.715 | 8.1808 | 1.4808 | 19.0153 | 30.9229 | 84.4054 | 117.715 | 8.1808 | 1.4808 | 19.0153
U | d350c | 25.6832 | 53.7597 | 106.667 | 7.8153 | 1.4808 | 16.7975 | 30.9229 | 84.4054 | 117.715 | 8.1808 | 1.4808 | 19.0153 | 30.9229 | 84.4054 | 117.715 | 8.1808 | 1.4808 | 19.0153
U | d350d | 25.6393 | 56.9539 | 111.256 | 7.8165 | 1.4808 | 16.7746 | 30.9229 | 84.4054 | 117.715 | 8.1808 | 1.4808 | 19.0153 | 30.9229 | 84.4054 | 117.715 | 8.1808 | 1.4808 | 19.0153
U | d350e | 26.0243 | 59.9302 | 112.779 | 7.8165 | 1.4808 | 17.5025 | 30.9229 | 84.4054 | 117.715 | 8.1808 | 1.4808 | 19.0153 | 30.9229 | 84.4054 | 117.715 | 8.1808 | 1.4808 | 19.0153
U | d350f | 27.1704 | 62.8311 | 114.372 | 7.8209 | 1.4808 | 18.1078 | 30.9229 | 84.4054 | 117.715 | 8.1808 | 1.4808 | 19.0153 | 30.9229 | 84.4054 | 117.715 | 8.1808 | 1.4808 | 19.0153
U | d350g | 29.2141 | 69.1915 | 116.557 | 7.8266 | 1.4808 | 18.5966 | 30.9229 | 84.4054 | 117.715 | 8.1808 | 1.4808 | 19.0153 | 30.9229 | 84.4054 | 117.715 | 8.1808 | 1.4808 | 19.0153
U | d350h | 30.2256 | 73.9498 | 117.085 | 7.8297 | 1.4808 | 18.945 | 30.9229 | 84.4054 | 117.715 | 8.1808 | 1.4808 | 19.0153 | 30.9229 | 84.4054 | 117.715 | 8.1808 | 1.4808 | 19.0153
U | d350i | 29.8278 | 71.0136 | 117.073 | 7.8303 | 1.4808 | 18.9406 | 30.9229 | 84.4054 | 117.715 | 8.1808 | 1.4808 | 19.0153 | 30.9229 | 84.4054 | 117.715 | 8.1808 | 1.4808 | 19.0153
U | d350j | 30.467 | 71.7655 | 117.131 | 7.8319 | 1.4808 | 19.0153 | 30.9229 | 84.4054 | 117.715 | 8.1808 | 1.4808 | 19.0153 | 30.9229 | 84.4054 | 117.715 | 8.1808 | 1.4808 | 19.0153
U | d350k | 30.1617 | 70.5981 | 117.159 | 7.83 | 1.4808 | 19.0153 | 30.9229 | 84.4054 | 117.715 | 8.1808 | 1.4808 | 19.0153 | 30.9229 | 84.4054 | 117.715 | 8.1808 | 1.4808 | 19.0153
U | d350l | 30.9229 | 74.7176 | 117.307 | 7.8333 | 1.4808 | 19.0153 | 30.9229 | 84.4054 | 117.715 | 8.1808 | 1.4808 | 19.0153 | 30.9229 | 84.4054 | 117.715 | 8.1808 | 1.4808 | 19.0153
U | d350m | 30.4993 | 72.2761 | 117.212 | 7.8302 | 1.4808 | 19.0153 | 30.9229 | 84.4054 | 117.715 | 8.1808 | 1.4808 | 19.0153 | 30.9229 | 84.4054 | 117.715 | 8.1808 | 1.4808 | 19.0153
U | d350n | 30.9229 | 76.459 | 117.693 | 7.8326 | 1.4808 | 19.0153 | 30.9229 | 84.4054 | 117.715 | 8.1808 | 1.4808 | 19.0153 | 30.9229 | 84.4054 | 117.715 | 8.1808 | 1.4808 | 19.0153
U | d350o | 30.0602 | 71.25 | 117.187 | 7.8283 | 1.4808 | 19.0153 | 30.9229 | 84.4054 | 117.715 | 8.1808 | 1.4808 | 19.0153 | 30.9229 | 84.4054 | 117.715 | 8.1808 | 1.4808 | 19.0153
U | d350p | 29.4829 | 72.4177 | 117.213 | 7.8281 | 1.4808 | 19.0153 | 30.9229 | 84.4054 | 117.715 | 8.1808 | 1.4808 | 19.0153 | 30.9229 | 84.4054 | 117.715 | 8.1808 | 1.4808 | 19.0153
U | d350q | 30.5804 | 77.5997 | 117.663 | 7.8311 | 1.4808 | 19.0153 | 30.9229 | 84.4054 | 117.715 | 8.1808 | 1.4808 | 19.0153 | 30.9229 | 84.4054 | 117.715 | 8.1808 | 1.4808 | 19.0153
U | d350r | 30.7161 | 80.422 | 117.715 | 7.832 | 1.4808 | 19.0153 | 30.9229 | 84.4054 | 117.715 | 8.1808 | 1.4808 | 19.0153 | 30.9229 | 84.4054 | 117.715 | 8.1808 | 1.4808 | 19.0153
U | d350s | 28.7255 | 76.3442 | 117.169 | 7.8274 | 1.4808 | 18.9065 | 30.9229 | 84.4054 | 117.715 | 8.1808 | 1.4808 | 19.0153 | 30.9229 | 84.4054 | 117.715 | 8.1808 | 1.4808 | 19.0153
U | d350t | 28.473 | 75.0138 | 117.085 | 7.827 | 1.4808 | 18.561 | 30.9229 | 84.4054 | 117.715 | 8.1808 | 1.4808 | 19.0153 | 30.9229 | 84.4054 | 117.715 | 8.1808 | 1.4808 | 19.0153
U | d350u | 26.8475 | 67.3081 | 115.841 | 7.8221 | 1.4808 | 17.6899 | 30.9229 | 84.4054 | 117.715 | 8.1808 | 1.4808 | 19.0153 | 30.9229 | 84.4054 | 117.514 | 8.1808 | 1.4808 | 19.0153
U | d350v | 25.905 | 64.0355 | 114.675 | 7.819 | 1.4808 | 16.8446 | 30.9229 | 84.4054 | 117.715 | 8.1808 | 1.4808 | 19.0153 | 30.9229 | 84.4054 | 117.496 | 8.1808 | 1.4808 | 19.0153
U | d350x | 24.0496 | 55.0394 | 106.969 | 7.8151 | 1.4808 | 15.9002 | 30.9229 | 84.4054 | 117.715 | 8.1808 | 1.4808 | 19.0153 | 30.9229 | 84.4054 | 117.471 | 8.1808 | 1.4808 | 19.0153
U | d350y | 22.8531 | 51.7576 | 101.915 | 7.8126 | 1.4808 | 15.6576 | 30.9229 | 84.4054 | 117.715 | 8.1808 | 1.4808 | 19.0153 | 30.9229 | 84.4054 | 117.464 | 8.1808 | 1.4808 | 19.0153
U | d351a | 22.0953 | 49.8348 | 99.3871 | 7.8116 | 1.4808 | 15.5233 | 30.9229 | 84.4054 | 117.715 | 8.1808 | 1.4808 | 19.0153 | 30.9229 | 84.4054 | 117.46 | 8.1808 | 1.4808 | 19.0153
U | d351b | 21.7641 | 49.7717 | 99.3814 | 7.8107 | 1.4808 | 15.3551 | 30.9229 | 84.4054 | 117.715 | 8.1808 | 1.4808 | 19.0153 | 30.9229 | 84.4054 | 117.46 | 8.1808 | 1.4808 | 19.0153
U | d351c | 21.7832 | 53.5644 | 103.127 | 7.8108 | 1.4808 | 15.2568 | 30.9229 | 84.4054 | 117.715 | 8.1808 | 1.4808 | 19.0153 | 30.9229 | 84.4054 | 117.461 | 8.1808 | 1.4808 | 19.0153
U | d351d | 21.5529 | 55.9167 | 105.468 | 7.8109 | 1.4808 | 15.2165 | 30.9229 | 84.4054 | 117.715 | 8.1808 | 1.4808 | 19.0153 | 30.9229 | 84.4054 | 117.464 | 8.1808 | 1.4808 | 19.0153
U | d351e | 21.8966 | 55.8064 | 104.152 | 7.8109 | 1.4808 | 15.3319 | 30.9229 | 84.4054 | 117.715 | 8.1808 | 1.4808 | 19.0153 | 30.9229 | 84.4054 | 117.467 | 8.1808 | 1.4808 | 19.0153
U | d351f | 21.624 | 57.5755 | 103.616 | 7.8109 | 1.4808 | 15.6535 | 30.9229 | 84.4054 | 117.715 | 8.1808 | 1.4808 | 19.0153 | 30.9229 | 84.4054 | 117.473 | 8.1808 | 1.4808 | 19.0153
U | d351g | 23.6121 | 59.1668 | 104.747 | 7.8143 | 1.4808 | 16.3969 | 30.9229 | 84.4054 | 117.715 | 8.1808 | 1.4808 | 19.0153 | 30.9229 | 84.4054 | 117.499 | 8.1808 | 1.4808 | 19.0153
U | d351h | 25.646 | 60.8265 | 105.708 | 7.8185 | 1.4808 | 17.2495 | 30.9229 | 84.4054 | 117.715 | 8.1808 | 1.4808 | 19.0153 | 30.9229 | 84.4054 | 117.715 | 8.1808 | 1.4808 | 19.0153
U | d351i | 26.9834 | 63.9441 | 108.59 | 7.822 | 1.4808 | 17.6628 | 30.9229 | 84.4054 | 117.715 | 8.1808 | 1.4808 | 19.0153 | 30.9229 | 84.4054 | 117.715 | 8.1808 | 1.4808 | 19.0153
U | d351j | 26.4505 | 58.4703 | 102.868 | 7.82 | 1.4808 | 17.4406 | 30.9229 | 84.4054 | 117.715 | 8.1808 | 1.4808 | 19.0153 | 30.9229 | 84.4054 | 117.715 | 8.1808 | 1.4808 | 19.0153
U | d351k | 26.751 | 57.8359 | 102.055 | 7.8203 | 1.4808 | 17.8231 | 30.9229 | 84.4054 | 117.715 | 8.1808 | 1.4808 | 19.0153 | 30.9229 | 84.4054 | 117.715 | 8.1808 | 1.4808 | 19.0153
U | d351l | 28.7357 | 64.9972 | 109.201 | 7.8225 | 1.4808 | 18.5876 | 30.9229 | 84.4054 | 117.715 | 8.1808 | 1.4808 | 19.0153 | 30.9229 | 84.4054 | 117.715 | 8.1808 | 1.4808 | 19.0153
U | d351m | 29.093 | 66.5496 | 111.711 | 7.8218 | 1.4808 | 18.6317 | 30.9229 | 84.4054 | 117.715 | 8.1808 | 1.4808 | 19.0153 | 30.9229 | 84.4054 | 117.715 | 8.1808 | 1.4808 | 19.0153
U | d351n | 29.5266 | 67.6759 | 113.561 | 7.8219 | 1.4808 | 18.8871 | 30.9229 | 84.4054 | 117.715 | 8.1808 | 1.4808 | 19.0153 | 30.9229 | 84.4054 | 117.715 | 8.1808 | 1.4808 | 19.0153
U | d351o | 29.1734 | 65.4346 | 113.875 | 7.8198 | 1.4808 | 18.7566 | 30.9229 | 84.4054 | 117.715 | 8.1808 | 1.4808 | 19.0153 | 30.9229 | 84.4054 | 117.715 | 8.1808 | 1.4808 | 19.0153
U | d351p | 30.0034 | 68.4019 | 115.204 | 7.8211 | 1.4808 | 19.0045 | 30.9229 | 84.4054 | 117.715 | 8.1808 | 1.4808 | 19.0153 | 30.9229 | 84.4054 | 117.715 | 8.1808 | 1.4808 | 19.0153
U | d351q | 30.3187 | 68.9392 | 115.45 | 7.8214 | 1.4808 | 19.0153 | 30.9229 | 84.4054 | 117.715 | 8.1808 | 1.4808 | 19.0153 | 30.9229 | 84.4054 | 117.715 | 8.1808 | 1.4808 | 19.0153
U | d351r | 30.8284 | 70.3762 | 116.087 | 7.8247 | 1.4808 | 19.0153 | 30.9229 | 84.4054 | 117.715 | 8.1808 | 1.4808 | 19.0153 | 30.9229 | 84.4054 | 117.715 | 8.1808 | 1.4808 | 19.0153
U | d351s | 28.9471 | 62.3144 | 113.269 | 7.8219 | 1.4808 | 18.7153 | 30.9229 | 84.4054 | 117.715 | 8.1808 | 1.4808 | 19.0153 | 30.9229 | 84.4054 | 117.715 | 8.1808 | 1.4808 | 19.0153
U | d351t | 27.8352 | 58.2027 | 111.123 | 7.8217 | 1.4808 | 18.3885 | 30.9229 | 84.4054 | 117.715 | 8.1808 | 1.4808 | 19.0153 | 30.9229 | 84.4054 | 117.715 | 8.1808 | 1.4808 | 19.0153
U | d351u | 26.5487 | 53.6212 | 107.84 | 7.8197 | 1.4808 | 17.7285 | 30.9229 | 84.4054 | 117.715 | 8.1808 | 1.4808 | 19.0153 | 30.9229 | 84.4054 | 117.414 | 8.1808 | 1.4808 | 19.0153
U | d351v | 24.7515 | 49.1684 | 103.839 | 7.8156 | 1.4808 | 16.8891 | 30.9229 | 84.4054 | 117.715 | 8.1808 | 1.4808 | 19.0153 | 30.9229 | 84.4054 | 117.367 | 8.1808 | 1.4808 | 19.0153
U | d351x | 23.9834 | 47.0239 | 101.805 | 7.8133 | 1.4808 | 16.0825 | 30.9229 | 84.4054 | 117.715 | 8.1808 | 1.4808 | 19.0153 | 30.9229 | 84.4054 | 117.323 | 8.1808 | 1.4808 | 19.0153
U | d351y | 22.9753 | 44.7777 | 98.608 | 7.8102 | 1.4808 | 16.0984 | 30.9229 | 84.4054 | 117.715 | 8.1808 | 1.4808 | 19.0153 | 30.9229 | 84.4054 | 117.278 | 8.1808 | 1.4808 | 19.0153
U | d352a | 21.8473 | 42.3485 | 95.7003 | 7.8087 | 1.4808 | 16.073 | 30.9229 | 84.4054 | 117.715 | 8.1808 | 1.4808 | 19.0153 | 30.9229 | 84.4054 | 117.265 | 8.1808 | 1.4808 | 19.0153
U | d352b | 21.66 | 44.0662 | 99.6127 | 7.8092 | 1.4808 | 16.1064 | 30.9229 | 84.4054 | 117.715 | 8.1808 | 1.4808 | 19.0153 | 30.9229 | 84.4054 | 117.263 | 8.1808 | 1.4808 | 19.0153
U | d352c | 21.3408 | 47.8417 | 103.856 | 7.8086 | 1.4808 | 15.9708 | 30.9229 | 84.4054 | 117.715 | 8.1808 | 1.4808 | 19.0153 | 30.9229 | 84.4054 | 117.265 | 8.1808 | 1.4808 | 19.0153
U | d352d | 21.3658 | 51.1824 | 108.142 | 7.8089 | 1.4808 | 16.1205 | 30.9229 | 84.4054 | 117.715 | 8.1808 | 1.4808 | 19.0153 | 30.9229 | 84.4054 | 117.28 | 8.1808 | 1.4808 | 19.0153
U | d352e | 22.0158 | 52.4658 | 109.197 | 7.81 | 1.4808 | 16.397 | 30.9229 | 84.4054 | 117.715 | 8.1808 | 1.4808 | 19.0153 | 30.9229 | 84.4054 | 117.306 | 8.1808 | 1.4808 | 19.0153
U | d352f | 22.4013 | 55.1651 | 109.935 | 7.8114 | 1.4808 | 16.9734 | 30.9229 | 84.4054 | 117.715 | 8.1808 | 1.4808 | 19.0153 | 30.9229 | 84.4054 | 117.344 | 8.1808 | 1.4808 | 19.0153
U | d352g | 24.8567 | 58.9054 | 112.238 | 7.8177 | 1.4808 | 18.3634 | 30.9229 | 84.4054 | 117.715 | 8.1808 | 1.4808 | 19.0153 | 30.9229 | 84.4054 | 117.389 | 8.1808 | 1.4808 | 19.0153
U | d352h | 27.4781 | 60.7814 | 113.422 | 7.8233 | 1.4808 | 19.0153 | 30.9229 | 84.4054 | 117.715 | 8.1808 | 1.4808 | 19.0153 | 30.9229 | 84.4054 | 117.444 | 8.1808 | 1.4808 | 19.0153
U | d352i | 28.5206 | 62.0615 | 113.893 | 7.8266 | 1.4808 | 19.0153 | 30.9229 | 84.4054 | 117.715 | 8.1808 | 1.4808 | 19.0153 | 30.9229 | 84.4054 | 117.475 | 8.1808 | 1.4808 | 19.0153
U | d352j | 28.7756 | 60.6714 | 113.32 | 7.8259 | 1.4808 | 19.0153 | 30.9229 | 84.4054 | 117.715 | 8.1808 | 1.4808 | 19.0153 | 30.9229 | 84.4054 | 117.487 | 8.1808 | 1.4808 | 19.0153
U | d352k | 30.1006 | 64.861 | 115.03 | 7.8284 | 1.4808 | 19.0153 | 30.9229 | 84.4054 | 117.715 | 8.1808 | 1.4808 | 19.0153 | 30.9229 | 84.4054 | 117.528 | 8.1808 | 1.4808 | 19.0153
U | d352l | 30.1635 | 65.7666 | 115.242 | 7.8285 | 1.4808 | 19.0153 | 30.9229 | 84.4054 | 117.715 | 8.1808 | 1.4808 | 19.0153 | 30.9229 | 84.4054 | 117.524 | 8.1808 | 1.4808 | 19.0153
U | d352m | 30.0607 | 66.0035 | 115.311 | 7.828 | 1.4808 | 19.0153 | 30.9229 | 84.4054 | 117.715 | 8.1808 | 1.4808 | 19.0153 | 30.9229 | 84.4054 | 117.52 | 8.1808 | 1.4808 | 19.0153
U | d352n | 30.1131 | 67.1362 | 115.493 | 7.8272 | 1.4808 | 19.0153 | 30.9229 | 84.4054 | 117.715 | 8.1808 | 1.4808 | 19.0153 | 30.9229 | 84.4054 | 117.518 | 8.1808 | 1.4808 | 19.0153
U | d352o | 30.1172 | 67.7068 | 115.551 | 7.8262 | 1.4808 | 19.0153 | 30.9229 | 84.4054 | 117.715 | 8.1808 | 1.4808 | 19.0153 | 30.9229 | 84.4054 | 117.519 | 8.1808 | 1.4808 | 19.0153
U | d352p | 30.059 | 70.135 | 116.178 | 7.826 | 1.4808 | 19.0153 | 30.9229 | 84.4054 | 117.715 | 8.1808 | 1.4808 | 19.0153 | 30.9229 | 84.4054 | 117.549 | 8.1808 | 1.4808 | 19.0153
U | d352q | 30.4963 | 74.8749 | 117.156 | 7.8271 | 1.4808 | 19.0153 | 30.9229 | 84.4054 | 117.715 | 8.1808 | 1.4808 | 19.0153 | 30.9229 | 84.4054 | 117.715 | 8.1808 | 1.4808 | 19.0153
U | d352r | 29.9357 | 74.3607 | 116.414 | 7.8257 | 1.4808 | 19.0153 | 30.9229 | 84.4054 | 117.715 | 8.1808 | 1.4808 | 19.0153 | 30.9229 | 84.4054 | 117.509 | 8.1808 | 1.4808 | 19.0153
U | d352s | 29.156 | 74.7441 | 116.034 | 7.8247 | 1.4808 | 19.0153 | 30.9229 | 84.4054 | 117.715 | 8.1808 | 1.4808 | 19.0153 | 30.9229 | 84.4054 | 117.473 | 8.1808 | 1.4808 | 19.0153
U | d352t | 28.1939 | 72.1845 | 115.058 | 7.8245 | 1.4808 | 19.0153 | 30.9229 | 84.4054 | 117.715 | 8.1808 | 1.4808 | 19.0153 | 30.9229 | 84.4054 | 117.325 | 8.1808 | 1.4808 | 19.0153
U | d352u | 26.6585 | 67.3679 | 112.974 | 7.822 | 1.4808 | 18.9171 | 30.9229 | 84.4054 | 117.715 | 8.1808 | 1.4808 | 19.0153 | 30.9229 | 84.4054 | 117.182 | 8.1808 | 1.4808 | 19.0153
U | d352v | 25.6402 | 63.9107 | 111.048 | 7.8192 | 1.4808 | 18.431 | 30.9229 | 84.4054 | 117.715 | 8.1808 | 1.4808 | 19.0153 | 30.9229 | 84.4054 | 117.1 | 8.1808 | 1.4808 | 19.0153
U | d352x | 23.9107 | 59.0989 | 106.241 | 7.818 | 1.4808 | 17.7765 | 30.9229 | 84.4054 | 117.715 | 8.1808 | 1.4808 | 19.0153 | 30.9229 | 84.4054 | 116.979 | 8.1808 | 1.4808 | 19.0153
U | d352y | 23.5314 | 58.4609 | 104.326 | 7.816 | 1.4808 | 17.6581 | 30.9229 | 84.4054 | 117.715 | 8.1808 | 1.4808 | 19.0153 | 30.9229 | 84.4054 | 116.945 | 8.1808 | 1.4808 | 19.0153
U | d353a | 23.4582 | 58.4923 | 102.689 | 7.8147 | 1.4808 | 17.7219 | 30.9229 | 84.4054 | 117.715 | 8.1808 | 1.4808 | 19.0153 | 30.9229 | 84.4054 | 116.925 | 8.1808 | 1.4808 | 19.0153
U | d353b | 23.7078 | 59.5238 | 102.565 | 7.8151 | 1.4808 | 17.5834 | 30.9229 | 84.4054 | 117.715 | 8.1808 | 1.4808 | 19.0153 | 30.9229 | 84.4054 | 116.921 | 8.1808 | 1.4808 | 19.0153
U | d353c | 24.3136 | 63.5448 | 106.014 | 7.8159 | 1.4808 | 17.5517 | 30.9229 | 84.4054 | 117.715 | 8.1808 | 1.4808 | 19.0153 | 30.9229 | 84.4054 | 116.95 | 8.1808 | 1.4808 | 19.0153
U | d353d | 24.9258 | 66.7254 | 109.293 | 7.8174 | 1.4808 | 17.5456 | 30.9229 | 84.4054 | 117.715 | 8.1808 | 1.4808 | 19.0153 | 30.9229 | 84.4054 | 117.034 | 8.1808 | 1.4808 | 19.0153
U | d353e | 26.0889 | 68.4831 | 109.359 | 7.8179 | 1.4808 | 18.2356 | 30.9229 | 84.4054 | 117.715 | 8.1808 | 1.4808 | 19.0153 | 30.9229 | 84.4054 | 117.127 | 8.1808 | 1.4808 | 19.0153
U | d353f | 27.8793 | 72.5457 | 111.547 | 7.8241 | 1.4808 | 18.8234 | 30.9229 | 84.4054 | 117.715 | 8.1808 | 1.4808 | 19.0153 | 30.9229 | 84.4054 | 117.211 | 8.1808 | 1.4808 | 19.0153
U | d353g | 30.5861 | 78.2687 | 114.163 | 7.8333 | 1.4808 | 19.0153 | 30.9229 | 84.4054 | 117.715 | 8.1808 | 1.4808 | 19.0153 | 30.9229 | 84.4054 | 117.294 | 8.1808 | 1.4808 | 19.0153
U | d353h | 30.9229 | 80.1528 | 115.26 | 7.8384 | 1.4808 | 19.0153 | 30.9229 | 84.4054 | 117.715 | 8.1808 | 1.4808 | 19.0153 | 30.9229 | 84.4054 | 117.346 | 8.1808 | 1.4808 | 19.0153
U | d353i | 30.9229 | 80.4746 | 115.375 | 7.8452 | 1.4808 | 19.0153 | 30.9229 | 84.4054 | 117.715 | 8.1808 | 1.4808 | 19.0153 | 30.9229 | 84.4054 | 117.37 | 8.1808 | 1.4808 | 19.0153
U | d353j | 30.9229 | 77.7998 | 113.883 | 7.84 | 1.4808 | 19.0153 | 30.9229 | 84.4054 | 117.715 | 8.1808 | 1.4808 | 19.0153 | 30.9229 | 84.4054 | 117.363 | 8.1808 | 1.4808 | 19.0153
U | d353k | 30.9229 | 77.5618 | 114.086 | 7.8434 | 1.4808 | 19.0153 | 30.9229 | 84.4054 | 117.715 | 8.1808 | 1.4808 | 19.0153 | 30.9229 | 84.4054 | 117.371 | 8.1808 | 1.4808 | 19.0153
U | d353l | 30.9229 | 79.5847 | 115.021 | 7.8527 | 1.4808 | 19.0153 | 30.9229 | 84.4054 | 117.715 | 8.1808 | 1.4808 | 19.0153 | 30.9229 | 84.4054 | 117.379 | 8.1808 | 1.4808 | 19.0153
U | d353m | 30.9229 | 80.5637 | 115.042 | 7.8607 | 1.4808 | 19.0153 | 30.9229 | 84.4054 | 117.715 | 8.1808 | 1.4808 | 19.0153 | 30.9229 | 84.4054 | 117.427 | 8.1808 | 1.4808 | 19.0153
U | d353n | 30.9229 | 80.3952 | 114.633 | 7.8531 | 1.4808 | 19.0153 | 30.9229 | 84.4054 | 117.715 | 8.1808 | 1.4808 | 19.0153 | 30.9229 | 84.4054 | 117.41 | 8.1808 | 1.4808 | 19.0153
U | d353o | 30.9229 | 79.9717 | 115.258 | 7.8511 | 1.4808 | 19.0153 | 30.9229 | 84.4054 | 117.715 | 8.1808 | 1.4808 | 19.0153 | 30.9229 | 84.4054 | 117.413 | 8.1808 | 1.4808 | 19.0153
U | d353p | 30.9229 | 81.6079 | 115.989 | 7.8511 | 1.4808 | 19.0153 | 30.9229 | 84.4054 | 117.715 | 8.1808 | 1.4808 | 19.0153 | 30.9229 | 84.4054 | 117.715 | 8.1808 | 1.4808 | 19.0153
U | d353q | 30.9229 | 81.795 | 116.81 | 7.8444 | 1.4808 | 19.0153 | 30.9229 | 84.4054 | 117.715 | 8.1808 | 1.4808 | 19.0153 | 30.9229 | 84.4054 | 117.459 | 8.1808 | 1.4808 | 19.0153
U | d353r | 30.9229 | 82.1932 | 117.013 | 7.8428 | 1.4808 | 19.0153 | 30.9229 | 84.4054 | 117.715 | 8.1808 | 1.4808 | 19.0153 | 30.9229 | 84.4054 | 117.459 | 8.1808 | 1.4808 | 19.0153
U | d353s | 30.9229 | 80.427 | 115.897 | 7.8328 | 1.4808 | 19.0153 | 30.9229 | 84.4054 | 117.715 | 8.1808 | 1.4808 | 19.0153 | 30.9229 | 84.4054 | 117.351 | 8.1808 | 1.4808 | 19.0153
U | d353t | 30.5251 | 76.6642 | 114.875 | 7.8308 | 1.4808 | 18.6259 | 30.9229 | 84.4054 | 117.715 | 8.1808 | 1.4808 | 19.0153 | 30.9229 | 84.4054 | 117.165 | 8.1808 | 1.4808 | 19.0153
U | d353u | 29.4672 | 69.7007 | 112.39 | 7.8269 | 1.4808 | 17.616 | 30.9229 | 84.4054 | 117.715 | 8.1808 | 1.4808 | 19.0153 | 30.9229 | 84.4054 | 116.548 | 8.1808 | 1.4808 | 19.0153
U | d353v | 28.8909 | 67.4793 | 111.729 | 7.8251 | 1.4808 | 17.0219 | 30.9229 | 84.4054 | 117.715 | 8.1808 | 1.4808 | 19.0153 | 30.9229 | 84.4054 | 116.278 | 8.1808 | 1.4808 | 19.0153
U | d353x | 27.315 | 65.2132 | 108.02 | 7.8239 | 1.4808 | 16.4919 | 30.9229 | 84.4054 | 117.715 | 8.1808 | 1.4808 | 19.0153 | 30.9229 | 84.4054 | 115.852 | 8.1808 | 1.4808 | 19.0153
U | d353y | 25.9259 | 61.1667 | 101.969 | 7.82 | 1.4808 | 16.0423 | 30.9229 | 84.4054 | 117.715 | 8.1808 | 1.4808 | 19.0153 | 30.9229 | 84.4054 | 115.588 | 8.1808 | 1.4808 | 19.0153
U | d354a | 25.346 | 60.4734 | 100.928 | 7.8185 | 1.4808 | 16.1698 | 30.9229 | 84.4054 | 117.715 | 8.1808 | 1.4808 | 19.0153 | 30.9229 | 84.4054 | 115.458 | 8.1808 | 1.4808 | 19.0153
U | d354b | 24.6987 | 60.275 | 101.539 | 7.8178 | 1.4808 | 15.8593 | 30.9229 | 84.4054 | 117.715 | 8.1808 | 1.4808 | 19.0153 | 30.9229 | 84.4054 | 115.385 | 8.1808 | 1.4808 | 19.0153
U | d354c | 24.5971 | 64.0205 | 105.599 | 7.8179 | 1.4808 | 15.7275 | 30.9229 | 84.4054 | 117.715 | 8.1808 | 1.4808 | 19.0153 | 30.9229 | 84.4054 | 115.417 | 8.1808 | 1.4808 | 19.0153
U | d354d | 24.8082 | 67.5541 | 110.053 | 7.8196 | 1.4808 | 15.9491 | 30.9229 | 84.4054 | 117.715 | 8.1808 | 1.4808 | 19.0153 | 30.9229 | 84.4054 | 115.483 | 8.1808 | 1.4808 | 19.0153
U | d354e | 25.326 | 69.2595 | 109.927 | 7.8195 | 1.4808 | 16.8002 | 30.9229 | 84.4054 | 117.715 | 8.1808 | 1.4808 | 19.0153 | 30.9229 | 84.4054 | 115.467 | 8.1808 | 1.4808 | 19.0153
U | d354f | 26.8189 | 72.0733 | 111.925 | 7.8241 | 1.4808 | 17.6464 | 30.9229 | 84.4054 | 117.715 | 8.1808 | 1.4808 | 19.0153 | 30.9229 | 84.4054 | 115.428 | 8.1808 | 1.4808 | 19.0153
U | d354g | 29.0042 | 77.4383 | 114.55 | 7.83 | 1.4808 | 18.2768 | 30.9229 | 84.4054 | 117.715 | 8.1808 | 1.4808 | 19.0153 | 30.9229 | 84.4054 | 115.655 | 8.1808 | 1.4808 | 19.0153
U | d354h | 30.2607 | 81.6432 | 116.166 | 7.8338 | 1.4808 | 18.7971 | 30.9229 | 84.4054 | 117.715 | 8.1808 | 1.4808 | 19.0153 | 30.9229 | 84.4054 | 116.037 | 8.1808 | 1.4808 | 19.0153
U | d354i | 29.9333 | 80.8067 | 115.061 | 7.8331 | 1.4808 | 18.6891 | 30.9229 | 84.4054 | 117.715 | 8.1808 | 1.4808 | 19.0153 | 30.9229 | 84.4054 | 116.072 | 8.1808 | 1.4808 | 19.0153
U | d354j | 29.5885 | 80.161 | 114.205 | 7.8327 | 1.4808 | 18.7394 | 30.9229 | 84.4054 | 117.715 | 8.1808 | 1.4808 | 19.0153 | 30.9229 | 84.4054 | 116.047 | 8.1808 | 1.4808 | 19.0153
U | d354k | 28.6637 | 76.9655 | 111.171 | 7.831 | 1.4808 | 18.5778 | 30.9229 | 84.4054 | 117.715 | 8.1808 | 1.4808 | 19.0153 | 30.9229 | 84.4054 | 115.812 | 8.1808 | 1.4808 | 19.0153
U | d354l | 28.9017 | 77.6326 | 113.742 | 7.8308 | 1.4808 | 18.554 | 30.9229 | 84.4054 | 117.715 | 8.1808 | 1.4808 | 19.0153 | 30.9229 | 84.4054 | 115.817 | 8.1808 | 1.4808 | 19.0153
U | d354m | 29.5953 | 79.0301 | 112.385 | 7.8315 | 1.4808 | 18.6803 | 30.9229 | 84.4054 | 117.715 | 8.1808 | 1.4808 | 19.0153 | 30.9229 | 84.4054 | 115.936 | 8.1808 | 1.4808 | 19.0153
U | d354n | 30.0485 | 79.6094 | 113.974 | 7.8324 | 1.4808 | 18.7834 | 30.9229 | 84.4054 | 117.715 | 8.1808 | 1.4808 | 19.0153 | 30.9229 | 84.4054 | 116.032 | 8.1808 | 1.4808 | 19.0153
U | d354o | 29.3979 | 78.3639 | 114.009 | 7.83 | 1.4808 | 18.4318 | 30.9229 | 84.4054 | 117.715 | 8.1808 | 1.4808 | 19.0153 | 30.9229 | 84.4054 | 115.847 | 8.1808 | 1.4808 | 19.0153
U | d354p | 30.4249 | 81.6445 | 116.087 | 7.8322 | 1.4808 | 18.7391 | 30.9229 | 84.4054 | 117.715 | 8.1808 | 1.4808 | 19.0153 | 30.9229 | 84.4054 | 116.203 | 8.1808 | 1.4808 | 19.0153
U | d354q | 30.346 | 82.0892 | 116.46 | 7.8311 | 1.4808 | 18.6836 | 30.9229 | 84.4054 | 117.715 | 8.1808 | 1.4808 | 19.0153 | 30.9229 | 84.4054 | 116.185 | 8.1808 | 1.4808 | 19.0153
U | d354r | 30.2781 | 82.5671 | 116.901 | 7.8315 | 1.4808 | 18.5449 | 30.9229 | 84.4054 | 117.715 | 8.1808 | 1.4808 | 19.0153 | 30.9229 | 84.4054 | 116.085 | 8.1808 | 1.4808 | 19.0153
U | d354s | 29.5692 | 81.8518 | 116.21 | 7.8298 | 1.4808 | 18.357 | 30.9229 | 84.4054 | 117.715 | 8.1808 | 1.4808 | 19.0153 | 30.9229 | 84.4054 | 115.734 | 8.1808 | 1.4808 | 19.0153
U | d354t | 27.4392 | 78.0151 | 114.105 | 7.8269 | 1.4808 | 17.5662 | 30.9229 | 84.4054 | 117.715 | 8.1808 | 1.4808 | 19.0153 | 30.9229 | 84.4054 | 115.001 | 8.1808 | 1.4808 | 19.0153
U | d354u | 26.4825 | 74.8486 | 112.531 | 7.8248 | 1.4808 | 16.9294 | 30.9229 | 84.4054 | 117.715 | 8.1808 | 1.4808 | 19.0153 | 30.9229 | 84.4054 | 114.713 | 8.1808 | 1.4808 | 19.0153
U | d354v | 25.4598 | 71.5445 | 111.328 | 7.8229 | 1.4808 | 16.6414 | 30.9229 | 84.4054 | 117.715 | 8.1808 | 1.4808 | 19.0153 | 30.9229 | 84.4054 | 114.589 | 8.1808 | 1.4808 | 19.0153
U | d354x | 23.5743 | 64.5321 | 103.098 | 7.8209 | 1.4808 | 16.1407 | 30.9229 | 84.4054 | 117.715 | 8.1808 | 1.4808 | 19.0153 | 30.9229 | 84.4054 | 114.277 | 8.1808 | 1.4808 | 19.0153
U | d354y | 23.1276 | 63.239 | 99.9523 | 7.8184 | 1.4808 | 15.9518 | 30.9229 | 84.4054 | 117.715 | 8.1808 | 1.4808 | 19.0153 | 30.9229 | 84.4054 | 114.119 | 8.1808 | 1.4808 | 19.0153
U | d355a | 23.0447 | 62.9975 | 98.8465 | 7.8173 | 1.4808 | 16.0893 | 30.9229 | 84.4054 | 117.715 | 8.1808 | 1.4808 | 19.0153 | 30.9229 | 84.4054 | 114.071 | 8.1808 | 1.4808 | 19.0153
U | d355b | 22.926 | 63.193 | 98.5062 | 7.817 | 1.4808 | 16.0199 | 30.9229 | 84.4054 | 117.715 | 8.1808 | 1.4808 | 19.0153 | 30.9229 | 84.4054 | 114.065 | 8.1808 | 1.4808 | 19.0153
U | d355c | 23.0747 | 66.246 | 102.623 | 7.8173 | 1.4808 | 16.1576 | 30.9229 | 84.4054 | 117.715 | 8.1808 | 1.4808 | 19.0153 | 30.9229 | 84.4054 | 114.225 | 8.1808 | 1.4808 | 19.0153
U | d355d | 23.3761 | 69.0194 | 106.272 | 7.8185 | 1.4808 | 16.4704 | 30.9229 | 84.4054 | 117.715 | 8.1808 | 1.4808 | 19.0153 | 30.9229 | 84.4054 | 114.355 | 8.1808 | 1.4808 | 19.0153
U | d355e | 24.2269 | 70.5172 | 105.674 | 7.8183 | 1.4808 | 17.3901 | 30.9229 | 84.4054 | 117.715 | 8.1808 | 1.4808 | 19.0153 | 30.9229 | 84.4054 | 114.359 | 8.1808 | 1.4808 | 19.0153
U | d355f | 26.3028 | 73.2409 | 107.896 | 7.8227 | 1.4808 | 17.9969 | 30.9229 | 84.4054 | 117.715 | 8.1808 | 1.4808 | 19.0153 | 30.9229 | 84.4054 | 114.371 | 8.1808 | 1.4808 | 19.0153
U | d355g | 29.5417 | 79.9749 | 113.567 | 7.829 | 1.4808 | 18.5846 | 30.9229 | 84.4054 | 117.715 | 8.1808 | 1.4808 | 19.0153 | 30.9229 | 84.4054 | 114.934 | 8.1808 | 1.4808 | 19.0153
U | d355h | 30.4869 | 81.8177 | 115.371 | 7.8308 | 1.4808 | 18.9456 | 30.9229 | 84.4054 | 117.715 | 8.1808 | 1.4808 | 19.0153 | 30.9229 | 84.4054 | 115.51 | 8.1808 | 1.4808 | 19.0153
U | d355i | 30.1412 | 78.9516 | 112.989 | 7.8295 | 1.4808 | 18.8325 | 30.9229 | 84.4054 | 117.715 | 8.1808 | 1.4808 | 19.0153 | 30.9229 | 84.4054 | 115.61 | 8.1808 | 1.4808 | 19.0153
U | d355j | 29.8499 | 75.5228 | 110.689 | 7.8268 | 1.4808 | 18.7467 | 30.9229 | 84.4054 | 117.715 | 8.1808 | 1.4808 | 19.0153 | 30.9229 | 84.4054 | 115.552 | 8.1808 | 1.4808 | 19.0153
U | d355k | 30.359 | 76.1048 | 110.093 | 7.8293 | 1.4808 | 18.9719 | 30.9229 | 84.4054 | 117.715 | 8.1808 | 1.4808 | 19.0153 | 30.9229 | 84.4054 | 115.829 | 8.1808 | 1.4808 | 19.0153
U | d355l | 29.2875 | 71.9942 | 107.117 | 7.8253 | 1.4808 | 18.6524 | 30.9229 | 84.4054 | 117.715 | 8.1808 | 1.4808 | 19.0153 | 30.9229 | 84.4054 | 115.453 | 8.1808 | 1.4808 | 19.0153
U | d355m | 29.8503 | 74.0621 | 109.676 | 7.8258 | 1.4808 | 18.7866 | 30.9229 | 84.4054 | 117.715 | 8.1808 | 1.4808 | 19.0153 | 30.9229 | 84.4054 | 115.674 | 8.1808 | 1.4808 | 19.0153
U | d355n | 30.5337 | 77.4205 | 112.124 | 7.827 | 1.4808 | 18.9556 | 30.9229 | 84.4054 | 117.715 | 8.1808 | 1.4808 | 19.0153 | 30.9229 | 84.4054 | 115.972 | 8.1808 | 1.4808 | 19.0153
U | d355o | 30.6802 | 79.0939 | 113.887 | 7.8276 | 1.4808 | 19.0153 | 30.9229 | 84.4054 | 117.715 | 8.1808 | 1.4808 | 19.0153 | 30.9229 | 84.4054 | 116.031 | 8.1808 | 1.4808 | 19.0153
U | d355p | 30.4803 | 78.5903 | 114.023 | 7.8264 | 1.4808 | 18.9054 | 30.9229 | 84.4054 | 117.715 | 8.1808 | 1.4808 | 19.0153 | 30.9229 | 84.4054 | 115.909 | 8.1808 | 1.4808 | 19.0153
U | d355q | 30.9229 | 81.8318 | 116.546 | 7.8291 | 1.4808 | 19.0153 | 30.9229 | 84.4054 | 117.715 | 8.1808 | 1.4808 | 19.0153 | 30.9229 | 84.4054 | 116.282 | 8.1808 | 1.4808 | 19.0153
U | d355r | 30.8868 | 81.776 | 116.535 | 7.8304 | 1.4808 | 19.0153 | 30.9229 | 84.4054 | 117.715 | 8.1808 | 1.4808 | 19.0153 | 30.9229 | 84.4054 | 116.184 | 8.1808 | 1.4808 | 19.0153
U | d355s | 29.9374 | 76.8599 | 114.04 | 7.8289 | 1.4808 | 18.8469 | 30.9229 | 84.4054 | 117.715 | 8.1808 | 1.4808 | 19.0153 | 30.9229 | 84.4054 | 115.613 | 8.1808 | 1.4808 | 19.0153
U | d355t | 29.9583 | 74.2566 | 113.417 | 7.8302 | 1.4808 | 18.786 | 30.9229 | 84.4054 | 117.715 | 8.1808 | 1.4808 | 19.0153 | 30.9229 | 84.4054 | 115.442 | 8.1808 | 1.4808 | 19.0153
U | d355u | 29.0403 | 67.2597 | 110.295 | 7.8266 | 1.4808 | 18.2565 | 30.9229 | 84.4054 | 117.715 | 8.1808 | 1.4808 | 19.0153 | 30.9229 | 84.4054 | 115.121 | 8.1808 | 1.4808 | 19.0153
U | d355v | 27.1609 | 58.178 | 103.012 | 7.8212 | 1.4808 | 17.2646 | 30.9229 | 84.4054 | 117.715 | 8.1808 | 1.4808 | 19.0153 | 30.9229 | 84.4054 | 114.638 | 8.1808 | 1.4808 | 19.0153
U | d355x | 26.2893 | 53.5277 | 96.9251 | 7.82 | 1.4808 | 16.9241 | 30.9229 | 84.4054 | 117.715 | 8.1808 | 1.4808 | 19.0153 | 30.9229 | 84.4054 | 114.636 | 8.1808 | 1.4808 | 19.0153
U | d355y | 25.8551 | 51.7999 | 93.3441 | 7.8175 | 1.4808 | 16.8573 | 30.9229 | 84.4054 | 117.715 | 8.1808 | 1.4808 | 19.0153 | 30.9229 | 84.4054 | 114.544 | 8.1808 | 1.4808 | 19.0153
U | d356a | 25.6111 | 51.0917 | 91.6191 | 7.8161 | 1.4808 | 16.8898 | 30.9229 | 84.4054 | 117.715 | 8.1808 | 1.4808 | 19.0153 | 30.9229 | 84.4054 | 114.53 | 8.1808 | 1.4808 | 19.0153
U | d356b | 25.753 | 53.4558 | 93.8319 | 7.8164 | 1.4808 | 16.9566 | 30.9229 | 84.4054 | 117.715 | 8.1808 | 1.4808 | 19.0153 | 30.9229 | 84.4054 | 114.694 | 8.1808 | 1.4808 | 19.0153
U | d356c | 25.7241 | 57.083 | 98.1627 | 7.8165 | 1.4808 | 16.8715 | 30.9229 | 84.4054 | 117.715 | 8.1808 | 1.4808 | 19.0153 | 30.9229 | 84.4054 | 114.964 | 8.1808 | 1.4808 | 19.0153
U | d356d | 25.8773 | 60.5372 | 103.262 | 7.8176 | 1.4808 | 17.0263 | 30.9229 | 84.4054 | 117.715 | 8.1808 | 1.4808 | 19.0153 | 30.9229 | 84.4054 | 115.33 | 8.1808 | 1.4808 | 19.0153
U | d356e | 26.3616 | 63.254 | 103.726 | 7.8174 | 1.4808 | 17.734 | 30.9229 | 84.4054 | 117.715 | 8.1808 | 1.4808 | 19.0153 | 30.9229 | 84.4054 | 115.664 | 8.1808 | 1.4808 | 19.0153
U | d356f | 27.6821 | 66.636 | 105.801 | 7.8221 | 1.4808 | 18.1975 | 30.9229 | 84.4054 | 117.715 | 8.1808 | 1.4808 | 19.0153 | 30.9229 | 84.4054 | 116.166 | 8.1808 | 1.4808 | 19.0153
U | d356g | 29.8179 | 74.2228 | 111.717 | 7.8276 | 1.4808 | 18.5811 | 30.9229 | 84.4054 | 117.715 | 8.1808 | 1.4808 | 19.0153 | 30.9229 | 84.4054 | 116.804 | 8.1808 | 1.4808 | 19.0153
U | d356h | 30.8291 | 80.896 | 115.409 | 7.8316 | 1.4808 | 19.0153 | 30.9229 | 84.4054 | 117.715 | 8.1808 | 1.4808 | 19.0153 | 30.9229 | 84.4054 | 117.145 | 8.1808 | 1.4808 | 19.0153
U | d356i | 30.6017 | 78.6557 | 114.539 | 7.8307 | 1.4808 | 18.9453 | 30.9229 | 84.4054 | 117.715 | 8.1808 | 1.4808 | 19.0153 | 30.9229 | 84.4054 | 117.077 | 8.1808 | 1.4808 | 19.0153
U | d356j | 30.6048 | 78.2985 | 114.572 | 7.831 | 1.4808 | 19.0126 | 30.9229 | 84.4054 | 117.715 | 8.1808 | 1.4808 | 19.0153 | 30.9229 | 84.4054 | 117.092 | 8.1808 | 1.4808 | 19.0153
U | d356k | 30.5485 | 78.0943 | 114.138 | 7.8312 | 1.4808 | 19.0153 | 30.9229 | 84.4054 | 117.715 | 8.1808 | 1.4808 | 19.0153 | 30.9229 | 84.4054 | 117.077 | 8.1808 | 1.4808 | 19.0153
U | d356l | 30.5266 | 76.9527 | 113.707 | 7.8314 | 1.4808 | 19.0153 | 30.9229 | 84.4054 | 117.715 | 8.1808 | 1.4808 | 19.0153 | 30.9229 | 84.4054 | 117.079 | 8.1808 | 1.4808 | 19.0153
U | d356m | 30.7548 | 77.6699 | 113.746 | 7.833 | 1.4808 | 19.0153 | 30.9229 | 84.4054 | 117.715 | 8.1808 | 1.4808 | 19.0153 | 30.9229 | 84.4054 | 117.109 | 8.1808 | 1.4808 | 19.0153
U | d356n | 30.9229 | 79.8508 | 115.007 | 7.8346 | 1.4808 | 19.0153 | 30.9229 | 84.4054 | 117.715 | 8.1808 | 1.4808 | 19.0153 | 30.9229 | 84.4054 | 117.173 | 8.1808 | 1.4808 | 19.0153
U | d356o | 30.8115 | 79.0505 | 114.832 | 7.8322 | 1.4808 | 19.0153 | 30.9229 | 84.4054 | 117.715 | 8.1808 | 1.4808 | 19.0153 | 30.9229 | 84.4054 | 117.121 | 8.1808 | 1.4808 | 19.0153
U | d356p | 30.9229 | 81.1251 | 115.812 | 7.8331 | 1.4808 | 19.0153 | 30.9229 | 84.4054 | 117.715 | 8.1808 | 1.4808 | 19.0153 | 30.9229 | 84.4054 | 117.189 | 8.1808 | 1.4808 | 19.0153
U | d356q | 30.9229 | 83.44 | 117.47 | 7.8424 | 1.4808 | 19.0153 | 30.9229 | 84.4054 | 117.715 | 8.1808 | 1.4808 | 19.0153 | 30.9229 | 84.4054 | 117.647 | 8.1808 | 1.4808 | 19.0153
U | d356r | 30.9229 | 82.8491 | 117.347 | 7.8387 | 1.4808 | 19.0153 | 30.9229 | 84.4054 | 117.715 | 8.1808 | 1.4808 | 19.0153 | 30.9229 | 84.4054 | 117.337 | 8.1808 | 1.4808 | 19.0153
U | d356s | 30.9229 | 81.171 | 115.895 | 7.8337 | 1.4808 | 19.0153 | 30.9229 | 84.4054 | 117.715 | 8.1808 | 1.4808 | 19.0153 | 30.9229 | 84.4054 | 117.08 | 8.1808 | 1.4808 | 19.0153
U | d356t | 30.3655 | 76.0148 | 113.296 | 7.8312 | 1.4808 | 18.8107 | 30.9229 | 84.4054 | 117.715 | 8.1808 | 1.4808 | 19.0153 | 30.9229 | 84.4054 | 116.827 | 8.1808 | 1.4808 | 19.0153
U | d356u | 29.5248 | 71.1419 | 110.043 | 7.8276 | 1.4808 | 18.2783 | 30.9229 | 84.4054 | 117.715 | 8.1808 | 1.4808 | 19.0153 | 30.9229 | 84.4054 | 116.556 | 8.1808 | 1.4808 | 19.0153
U | d356v | 28.4197 | 65.9985 | 106.503 | 7.8232 | 1.4808 | 17.6574 | 30.9229 | 84.4054 | 117.715 | 8.1808 | 1.4808 | 19.0153 | 30.9229 | 84.4054 | 116.18 | 8.1808 | 1.4808 | 19.0153
U | d356x | 27.6074 | 61.0017 | 98.9804 | 7.8212 | 1.4808 | 17.2018 | 30.9229 | 84.4054 | 117.715 | 8.1808 | 1.4808 | 19.0153 | 30.9229 | 84.4054 | 115.7 | 8.1808 | 1.4808 | 19.0153
U | d356y | 27.1745 | 60.0336 | 95.6569 | 7.819 | 1.4808 | 17.0721 | 30.9229 | 84.4054 | 117.715 | 8.1808 | 1.4808 | 19.0153 | 30.9229 | 84.4054 | 115.62 | 8.1808 | 1.4808 | 19.0153
U | d357a | 27.0366 | 60.0354 | 94.642 | 7.818 | 1.4808 | 17.1525 | 30.9229 | 84.4054 | 117.715 | 8.1808 | 1.4808 | 19.0153 | 30.9229 | 84.4054 | 115.613 | 8.1808 | 1.4808 | 19.0153
U | d357b | 26.8333 | 60.8184 | 94.7264 | 7.8174 | 1.4808 | 16.9134 | 30.9229 | 84.4054 | 117.715 | 8.1808 | 1.4808 | 19.0153 | 30.9229 | 84.4054 | 115.67 | 8.1808 | 1.4808 | 19.0153
U | d357c | 27.1635 | 65.6273 | 101.024 | 7.8178 | 1.4808 | 16.9558 | 30.9229 | 84.4054 | 117.715 | 8.1808 | 1.4808 | 19.0153 | 30.9229 | 84.4054 | 115.855 | 8.1808 | 1.4808 | 19.0153
U | d357d | 27.3507 | 69.296 | 105.869 | 7.819 | 1.4808 | 17.0916 | 30.9229 | 84.4054 | 117.715 | 8.1808 | 1.4808 | 19.0153 | 30.9229 | 84.4054 | 116.166 | 8.1808 | 1.4808 | 19.0153
U | d357e | 27.8333 | 71.6673 | 106.762 | 7.8188 | 1.4808 | 17.8326 | 30.9229 | 84.4054 | 117.715 | 8.1808 | 1.4808 | 19.0153 | 30.9229 | 84.4054 | 116.491 | 8.1808 | 1.4808 | 19.0153
U | d357f | 28.9152 | 75.3534 | 109.928 | 7.8237 | 1.4808 | 18.4405 | 30.9229 | 84.4054 | 117.715 | 8.1808 | 1.4808 | 19.0153 | 30.9229 | 84.4054 | 116.785 | 8.1808 | 1.4808 | 19.0153
U | d357g | 30.4371 | 80.5037 | 113.875 | 7.8294 | 1.4808 | 18.8087 | 30.9229 | 84.4054 | 117.715 | 8.1808 | 1.4808 | 19.0153 | 30.9229 | 84.4054 | 117.099 | 8.1808 | 1.4808 | 19.0153
U | d357h | 30.9229 | 82.4552 | 115.545 | 7.8327 | 1.4808 | 19.0153 | 30.9229 | 84.4054 | 117.715 | 8.1808 | 1.4808 | 19.0153 | 30.9229 | 84.4054 | 117.229 | 8.1808 | 1.4808 | 19.0153
U | d357i | 30.842 | 81.3892 | 114.456 | 7.8326 | 1.4808 | 19.0153 | 30.9229 | 84.4054 | 117.715 | 8.1808 | 1.4808 | 19.0153 | 30.9229 | 84.4054 | 117.216 | 8.1808 | 1.4808 | 19.0153
U | d357j | 30.8532 | 80.4592 | 113.761 | 7.8328 | 1.4808 | 19.0153 | 30.9229 | 84.4054 | 117.715 | 8.1808 | 1.4808 | 19.0153 | 30.9229 | 84.4054 | 117.222 | 8.1808 | 1.4808 | 19.0153
U | d357k | 30.8401 | 78.9536 | 112.595 | 7.8327 | 1.4808 | 19.0153 | 30.9229 | 84.4054 | 117.715 | 8.1808 | 1.4808 | 19.0153 | 30.9229 | 84.4054 | 117.218 | 8.1808 | 1.4808 | 19.0153
U | d357l | 30.88 | 78.1584 | 111.955 | 7.8318 | 1.4808 | 19.0153 | 30.9229 | 84.4054 | 117.715 | 8.1808 | 1.4808 | 19.0153 | 30.9229 | 84.4054 | 117.214 | 8.1808 | 1.4808 | 19.0153
U | d357m | 30.9229 | 80.0813 | 114.121 | 7.8326 | 1.4808 | 19.0153 | 30.9229 | 84.4054 | 117.715 | 8.1808 | 1.4808 | 19.0153 | 30.9229 | 84.4054 | 117.244 | 8.1808 | 1.4808 | 19.0153
U | d357n | 30.9229 | 80.763 | 114.105 | 7.8338 | 1.4808 | 19.0153 | 30.9229 | 84.4054 | 117.715 | 8.1808 | 1.4808 | 19.0153 | 30.9229 | 84.4054 | 117.271 | 8.1808 | 1.4808 | 19.0153
U | d357o | 30.9229 | 81.3709 | 114.842 | 7.8342 | 1.4808 | 19.0153 | 30.9229 | 84.4054 | 117.715 | 8.1808 | 1.4808 | 19.0153 | 30.9229 | 84.4054 | 117.275 | 8.1808 | 1.4808 | 19.0153
U | d357p | 30.9229 | 82.8154 | 116.303 | 7.8376 | 1.4808 | 19.0153 | 30.9229 | 84.4054 | 117.715 | 8.1808 | 1.4808 | 19.0153 | 30.9229 | 84.4054 | 117.325 | 8.1808 | 1.4808 | 19.0153
U | d357q | 30.9229 | 83.8588 | 117.399 | 7.84 | 1.4808 | 19.0153 | 30.9229 | 84.4054 | 117.715 | 8.1808 | 1.4808 | 19.0153 | 30.9229 | 84.4054 | 117.444 | 8.1808 | 1.4808 | 19.0153
U | d357r | 30.9229 | 83.5146 | 117.087 | 7.8369 | 1.4808 | 19.0153 | 30.9229 | 84.4054 | 117.715 | 8.1808 | 1.4808 | 19.0153 | 30.9229 | 84.4054 | 117.331 | 8.1808 | 1.4808 | 19.0153
U | d357s | 30.9229 | 82.6014 | 116.409 | 7.8342 | 1.4808 | 19.0153 | 30.9229 | 84.4054 | 117.715 | 8.1808 | 1.4808 | 19.0153 | 30.9229 | 84.4054 | 117.221 | 8.1808 | 1.4808 | 19.0153
U | d357t | 30.7325 | 80.826 | 115.197 | 7.8324 | 1.4808 | 18.7205 | 30.9229 | 84.4054 | 117.715 | 8.1808 | 1.4808 | 19.0153 | 30.9229 | 84.4054 | 117.14 | 8.1808 | 1.4808 | 19.0153
U | d357u | 29.8434 | 75.7864 | 112.751 | 7.8277 | 1.4808 | 17.9861 | 30.9229 | 84.4054 | 117.715 | 8.1808 | 1.4808 | 19.0153 | 30.9229 | 84.4054 | 117.002 | 8.1808 | 1.4808 | 19.0153
U | d357v | 29.0811 | 71.5992 | 110.674 | 7.8228 | 1.4808 | 17.2656 | 30.9229 | 84.4054 | 117.715 | 8.1808 | 1.4808 | 19.0153 | 30.9229 | 84.4054 | 116.884 | 8.1808 | 1.4808 | 19.0153
U | d357x | 27.616 | 63.0192 | 101.797 | 7.8199 | 1.4808 | 16.6459 | 30.9229 | 84.4054 | 117.715 | 8.1808 | 1.4808 | 19.0153 | 30.9229 | 84.4054 | 116.219 | 8.1808 | 1.4808 | 19.0153
U | d357y | 27.1384 | 60.6131 | 97.657 | 7.8183 | 1.4808 | 16.6607 | 30.9229 | 84.4054 | 117.715 | 8.1808 | 1.4808 | 19.0153 | 30.9229 | 84.4054 | 116.138 | 8.1808 | 1.4808 | 19.0153
U | d358a | 26.8379 | 59.1666 | 95.0748 | 7.8175 | 1.4808 | 16.7019 | 30.9229 | 84.4054 | 117.715 | 8.1808 | 1.4808 | 19.0153 | 30.9229 | 84.4054 | 116.1 | 8.1808 | 1.4808 | 19.0153
U | d358b | 26.8451 | 59.6563 | 95.6985 | 7.817 | 1.4808 | 16.6503 | 30.9229 | 84.4054 | 117.715 | 8.1808 | 1.4808 | 19.0153 | 30.9229 | 84.4054 | 116.197 | 8.1808 | 1.4808 | 19.0153
U | d358c | 27.0847 | 63.6407 | 100.955 | 7.8166 | 1.4808 | 16.6373 | 30.9229 | 84.4054 | 117.715 | 8.1808 | 1.4808 | 19.0153 | 30.9229 | 84.4054 | 116.598 | 8.1808 | 1.4808 | 19.0153
U | d358d | 27.0973 | 66.1402 | 104.723 | 7.816 | 1.4808 | 16.7778 | 30.9229 | 84.4054 | 117.715 | 8.1808 | 1.4808 | 19.0153 | 30.9229 | 84.4054 | 116.913 | 8.1808 | 1.4808 | 19.0153
U | d358e | 27.2988 | 66.4179 | 105.075 | 7.8156 | 1.4808 | 16.9275 | 30.9229 | 84.4054 | 117.715 | 8.1808 | 1.4808 | 19.0153 | 30.9229 | 84.4054 | 117.047 | 8.1808 | 1.4808 | 19.0153
U | d358f | 27.002 | 68.061 | 106.283 | 7.8155 | 1.4808 | 17.2736 | 30.9229 | 84.4054 | 117.715 | 8.1808 | 1.4808 | 19.0153 | 30.9229 | 84.4054 | 117.162 | 8.1808 | 1.4808 | 19.0153
U | d358g | 28.5661 | 72.093 | 110.493 | 7.8181 | 1.4808 | 17.9214 | 30.9229 | 84.4054 | 117.715 | 8.1808 | 1.4808 | 19.0153 | 30.9229 | 84.4054 | 117.318 | 8.1808 | 1.4808 | 19.0153
U | d358h | 30.0189 | 77.1181 | 114.38 | 7.821 | 1.4808 | 18.6488 | 30.9229 | 84.4054 | 117.715 | 8.1808 | 1.4808 | 19.0153 | 30.9229 | 84.4054 | 117.379 | 8.1808 | 1.4808 | 19.0153
U | d358i | 29.7726 | 75.6468 | 113.973 | 7.8221 | 1.4808 | 18.6109 | 30.9229 | 84.4054 | 117.715 | 8.1808 | 1.4808 | 19.0153 | 30.9229 | 84.4054 | 117.378 | 8.1808 | 1.4808 | 19.0153
U | d358j | 29.6053 | 73.9911 | 113.279 | 7.8218 | 1.4808 | 18.6242 | 30.9229 | 84.4054 | 117.715 | 8.1808 | 1.4808 | 19.0153 | 30.9229 | 84.4054 | 117.379 | 8.1808 | 1.4808 | 19.0153
U | d358k | 29.4695 | 72.0625 | 110.997 | 7.8233 | 1.4808 | 18.7786 | 30.9229 | 84.4054 | 117.715 | 8.1808 | 1.4808 | 19.0153 | 30.9229 | 84.4054 | 117.379 | 8.1808 | 1.4808 | 19.0153
U | d358l | 30.3466 | 75.7814 | 112.452 | 7.8252 | 1.4808 | 19.0153 | 30.9229 | 84.4054 | 117.715 | 8.1808 | 1.4808 | 19.0153 | 30.9229 | 84.4054 | 117.393 | 8.1808 | 1.4808 | 19.0153
U | d358m | 30.9229 | 79.075 | 113.617 | 7.8276 | 1.4808 | 19.0153 | 30.9229 | 84.4054 | 117.715 | 8.1808 | 1.4808 | 19.0153 | 30.9229 | 84.4054 | 117.421 | 8.1808 | 1.4808 | 19.0153
U | d358n | 30.4755 | 78.1604 | 112.56 | 7.8269 | 1.4808 | 19.0153 | 30.9229 | 84.4054 | 117.715 | 8.1808 | 1.4808 | 19.0153 | 30.9229 | 84.4054 | 117.4 | 8.1808 | 1.4808 | 19.0153
U | d358o | 30.7497 | 79.8817 | 114.253 | 7.828 | 1.4808 | 19.0153 | 30.9229 | 84.4054 | 117.715 | 8.1808 | 1.4808 | 19.0153 | 30.9229 | 84.4054 | 117.413 | 8.1808 | 1.4808 | 19.0153
U | d358p | 30.9229 | 82.1073 | 115.421 | 7.8322 | 1.4808 | 19.0153 | 30.9229 | 84.4054 | 117.715 | 8.1808 | 1.4808 | 19.0153 | 30.9229 | 84.4054 | 117.715 | 8.1808 | 1.4808 | 19.0153
U | d358q | 30.9229 | 81.6449 | 115.498 | 7.8309 | 1.4808 | 19.0153 | 30.9229 | 84.4054 | 117.715 | 8.1808 | 1.4808 | 19.0153 | 30.9229 | 84.4054 | 117.67 | 8.1808 | 1.4808 | 19.0153
U | d358r | 30.9229 | 82.8189 | 117.136 | 7.8378 | 1.4808 | 19.0153 | 30.9229 | 84.4054 | 117.715 | 8.1808 | 1.4808 | 19.0153 | 30.9229 | 84.4054 | 117.715 | 8.1808 | 1.4808 | 19.0153
U | d358s | 30.9229 | 81.5223 | 115.923 | 7.8355 | 1.4808 | 19.0153 | 30.9229 | 84.4054 | 117.715 | 8.1808 | 1.4808 | 19.0153 | 30.9229 | 84.4054 | 117.39 | 8.1808 | 1.4808 | 19.0153
U | d358t | 30.9229 | 80.8092 | 115.288 | 7.8353 | 1.4808 | 19.0153 | 30.9229 | 84.4054 | 117.715 | 8.1808 | 1.4808 | 19.0153 | 30.9229 | 84.4054 | 117.35 | 8.1808 | 1.4808 | 19.0153
U | d358u | 30.4994 | 77.6797 | 113.421 | 7.8305 | 1.4808 | 18.5386 | 30.9229 | 84.4054 | 117.715 | 8.1808 | 1.4808 | 19.0153 | 30.9229 | 84.4054 | 117.197 | 8.1808 | 1.4808 | 19.0153
U | d358v | 29.1874 | 70.5344 | 108.049 | 7.8232 | 1.4808 | 17.5739 | 30.9229 | 84.4054 | 117.715 | 8.1808 | 1.4808 | 19.0153 | 30.9229 | 84.4054 | 116.968 | 8.1808 | 1.4808 | 19.0153
U | d358x | 27.9279 | 65.0329 | 102.916 | 7.8193 | 1.4808 | 16.8925 | 30.9229 | 84.4054 | 117.715 | 8.1808 | 1.4808 | 19.0153 | 30.9229 | 84.4054 | 116.383 | 8.1808 | 1.4808 | 19.0153
U | d358y | 27.5142 | 63.3603 | 99.5897 | 7.8171 | 1.4808 | 16.8436 | 30.9229 | 84.4054 | 117.715 | 8.1808 | 1.4808 | 19.0153 | 30.9229 | 84.4054 | 116.303 | 8.1808 | 1.4808 | 19.0153
U | d359a | 26.8773 | 61.0254 | 96.9361 | 7.8154 | 1.4808 | 16.6255 | 30.9229 | 84.4054 | 117.715 | 8.1808 | 1.4808 | 19.0153 | 30.9229 | 84.4054 | 116.255 | 8.1808 | 1.4808 | 19.0153
U | d359b | 27.2589 | 62.7538 | 99.6532 | 7.8157 | 1.4808 | 16.7268 | 30.9229 | 84.4054 | 117.715 | 8.1808 | 1.4808 | 19.0153 | 30.9229 | 84.4054 | 116.349 | 8.1808 | 1.4808 | 19.0153
U | d359c | 27.1672 | 64.4756 | 102.599 | 7.8154 | 1.4808 | 16.4656 | 30.9229 | 84.4054 | 117.715 | 8.1808 | 1.4808 | 19.0153 | 30.9229 | 84.4054 | 116.485 | 8.1808 | 1.4808 | 19.0153
U | d359d | 27.2301 | 66.2324 | 105.241 | 7.8154 | 1.4808 | 16.525 | 30.9229 | 84.4054 | 117.715 | 8.1808 | 1.4808 | 19.0153 | 30.9229 | 84.4054 | 116.843 | 8.1808 | 1.4808 | 19.0153
U | d359e | 27.5341 | 66.2015 | 104.646 | 7.816 | 1.4808 | 16.7527 | 30.9229 | 84.4054 | 117.715 | 8.1808 | 1.4808 | 19.0153 | 30.9229 | 84.4054 | 117.039 | 8.1808 | 1.4808 | 19.0153
U | d359f | 27.8706 | 68.8473 | 106.335 | 7.8183 | 1.4808 | 17.429 | 30.9229 | 84.4054 | 117.715 | 8.1808 | 1.4808 | 19.0153 | 30.9229 | 84.4054 | 117.17 | 8.1808 | 1.4808 | 19.0153
U | d359g | 29.391 | 72.1597 | 109.171 | 7.8222 | 1.4808 | 18.1528 | 30.9229 | 84.4054 | 117.715 | 8.1808 | 1.4808 | 19.0153 | 30.9229 | 84.4054 | 117.325 | 8.1808 | 1.4808 | 19.0153
U | d359h | 30.177 | 73.0079 | 109.537 | 7.8257 | 1.4808 | 18.7661 | 30.9229 | 84.4054 | 117.715 | 8.1808 | 1.4808 | 19.0153 | 30.9229 | 84.4054 | 117.493 | 8.1808 | 1.4808 | 19.0153
U | d359i | 30.5256 | 72.7576 | 108.955 | 7.8298 | 1.4808 | 18.9991 | 30.9229 | 84.4054 | 117.715 | 8.1808 | 1.4808 | 19.0153 | 30.9229 | 84.4054 | 117.715 | 8.1808 | 1.4808 | 19.0153
U | d359j | 30.7823 | 71.5972 | 108.774 | 7.8324 | 1.4808 | 19.0153 | 30.9229 | 84.4054 | 117.715 | 8.1808 | 1.4808 | 19.0153 | 30.9229 | 84.4054 | 117.715 | 8.1808 | 1.4808 | 19.0153
U | d359k | 30.9229 | 72.4522 | 108.965 | 7.8335 | 1.4808 | 19.0153 | 30.9229 | 84.4054 | 117.715 | 8.1808 | 1.4808 | 19.0153 | 30.9229 | 84.4054 | 117.715 | 8.1808 | 1.4808 | 19.0153
U | d359l | 30.9229 | 74.9423 | 110.152 | 7.8383 | 1.4808 | 19.0153 | 30.9229 | 84.4054 | 117.715 | 8.1808 | 1.4808 | 19.0153 | 30.9229 | 84.4054 | 117.715 | 8.1808 | 1.4808 | 19.0153
U | d359m | 30.9229 | 75.9106 | 111.407 | 7.8358 | 1.4808 | 19.0153 | 30.9229 | 84.4054 | 117.715 | 8.1808 | 1.4808 | 19.0153 | 30.9229 | 84.4054 | 117.715 | 8.1808 | 1.4808 | 19.0153
U | d359n | 30.9229 | 77.9064 | 112.16 | 7.8364 | 1.4808 | 19.0153 | 30.9229 | 84.4054 | 117.715 | 8.1808 | 1.4808 | 19.0153 | 30.9229 | 84.4054 | 117.715 | 8.1808 | 1.4808 | 19.0153
U | d359o | 30.9229 | 77.6364 | 112.611 | 7.8334 | 1.4808 | 19.0153 | 30.9229 | 84.4054 | 117.715 | 8.1808 | 1.4808 | 19.0153 | 30.9229 | 84.4054 | 117.715 | 8.1808 | 1.4808 | 19.0153
U | d359p | 30.9229 | 79.9193 | 114.472 | 7.8362 | 1.4808 | 19.0153 | 30.9229 | 84.4054 | 117.715 | 8.1808 | 1.4808 | 19.0153 | 30.9229 | 84.4054 | 117.715 | 8.1808 | 1.4808 | 19.0153
U | d359q | 30.9229 | 82.1996 | 116.148 | 7.839 | 1.4808 | 19.0153 | 30.9229 | 84.4054 | 117.715 | 8.1808 | 1.4808 | 19.0153 | 30.9229 | 84.4054 | 117.715 | 8.1808 | 1.4808 | 19.0153
U | d359r | 30.9229 | 82.0736 | 116.385 | 7.8373 | 1.4808 | 19.0153 | 30.9229 | 84.4054 | 117.715 | 8.1808 | 1.4808 | 19.0153 | 30.9229 | 84.4054 | 117.715 | 8.1808 | 1.4808 | 19.0153
U | d359s | 30.9229 | 80.7302 | 115.554 | 7.8339 | 1.4808 | 19.0153 | 30.9229 | 84.4054 | 117.715 | 8.1808 | 1.4808 | 19.0153 | 30.9229 | 84.4054 | 117.715 | 8.1808 | 1.4808 | 19.0153
U | d359t | 30.4892 | 78.7022 | 114.633 | 7.8325 | 1.4808 | 18.9829 | 30.9229 | 84.4054 | 117.715 | 8.1808 | 1.4808 | 19.0153 | 30.9229 | 84.4054 | 117.382 | 8.1808 | 1.4808 | 19.0153
U | d359u | 29.1006 | 73.5967 | 112.162 | 7.829 | 1.4808 | 18.1142 | 30.9229 | 84.4054 | 117.715 | 8.1808 | 1.4808 | 19.0153 | 30.9229 | 84.4054 | 117.049 | 8.1808 | 1.4808 | 19.0153
U | d359v | 28.1129 | 70.1951 | 110.207 | 7.8256 | 1.4808 | 17.5349 | 30.9229 | 84.4054 | 117.715 | 8.1808 | 1.4808 | 19.0153 | 30.9229 | 84.4054 | 116.89 | 8.1808 | 1.4808 | 19.0153
U | d359x | 27.9988 | 69.2891 | 109.749 | 7.8243 | 1.4808 | 17.2659 | 30.9229 | 84.4054 | 117.715 | 8.1808 | 1.4808 | 19.0153 | 30.9229 | 84.4054 | 116.716 | 8.1808 | 1.4808 | 19.0153
U | d359y | 26.8834 | 64.8946 | 104.603 | 7.8204 | 1.4808 | 16.6734 | 30.9229 | 84.4054 | 117.715 | 8.1808 | 1.4808 | 19.0153 | 30.9229 | 84.4054 | 116.381 | 8.1808 | 1.4808 | 19.0153
U | d360a | 26.5642 | 63.8718 | 103.166 | 7.8194 | 1.4808 | 16.5643 | 30.9229 | 84.4054 | 117.715 | 8.1808 | 1.4808 | 19.0153 | 30.9229 | 84.4054 | 116.329 | 8.1808 | 1.4808 | 19.0153
U | d360b | 27.0517 | 66.715 | 106.335 | 7.8196 | 1.4808 | 16.6441 | 30.9229 | 84.4054 | 117.715 | 8.1808 | 1.4808 | 19.0153 | 30.9229 | 84.4054 | 116.41 | 8.1808 | 1.4808 | 19.0153
U | d360c | 27.1721 | 69.9691 | 109.69 | 7.82 | 1.4808 | 16.5422 | 30.9229 | 84.4054 | 117.715 | 8.1808 | 1.4808 | 19.0153 | 30.9229 | 84.4054 | 116.491 | 8.1808 | 1.4808 | 19.0153
U | d360d | 27.3314 | 72.9137 | 112.398 | 7.8203 | 1.4808 | 16.6353 | 30.9229 | 84.4054 | 117.715 | 8.1808 | 1.4808 | 19.0153 | 30.9229 | 84.4054 | 116.654 | 8.1808 | 1.4808 | 19.0153
U | d360e | 28.008 | 74.659 | 112.564 | 7.8205 | 1.4808 | 17.5955 | 30.9229 | 84.4054 | 117.715 | 8.1808 | 1.4808 | 19.0153 | 30.9229 | 84.4054 | 116.854 | 8.1808 | 1.4808 | 19.0153
U | d360f | 29.216 | 78.1105 | 114.145 | 7.8262 | 1.4808 | 18.3743 | 30.9229 | 84.4054 | 117.715 | 8.1808 | 1.4808 | 19.0153 | 30.9229 | 84.4054 | 117.014 | 8.1808 | 1.4808 | 19.0153
U | d360g | 30.4865 | 81.3249 | 115.407 | 7.8331 | 1.4808 | 18.8818 | 30.9229 | 84.4054 | 117.715 | 8.1808 | 1.4808 | 19.0153 | 30.9229 | 84.4054 | 117.164 | 8.1808 | 1.4808 | 19.0153
U | d360h | 30.9229 | 82.3631 | 116.105 | 7.8368 | 1.4808 | 19.0153 | 30.9229 | 84.4054 | 117.715 | 8.1808 | 1.4808 | 19.0153 | 30.9229 | 84.4054 | 117.272 | 8.1808 | 1.4808 | 19.0153
U | d360i | 30.916 | 81.4097 | 115.619 | 7.8364 | 1.4808 | 19.0153 | 30.9229 | 84.4054 | 117.715 | 8.1808 | 1.4808 | 19.0153 | 30.9229 | 84.4054 | 117.286 | 8.1808 | 1.4808 | 19.0153
U | d360j | 30.8454 | 80.785 | 114.795 | 7.8362 | 1.4808 | 19.0153 | 30.9229 | 84.4054 | 117.715 | 8.1808 | 1.4808 | 19.0153 | 30.9229 | 84.4054 | 117.298 | 8.1808 | 1.4808 | 19.0153
U | d360k | 30.9229 | 81.7038 | 115.544 | 7.8386 | 1.4808 | 19.0153 | 30.9229 | 84.4054 | 117.715 | 8.1808 | 1.4808 | 19.0153 | 30.9229 | 84.4054 | 117.325 | 8.1808 | 1.4808 | 19.0153
U | d360l | 30.9229 | 82.7184 | 116.046 | 7.8501 | 1.4808 | 19.0153 | 30.9229 | 84.4054 | 117.715 | 8.1808 | 1.4808 | 19.0153 | 30.9229 | 84.4054 | 117.386 | 8.1808 | 1.4808 | 19.0153
U | d360m | 30.9229 | 82.3248 | 115.616 | 7.8393 | 1.4808 | 19.0153 | 30.9229 | 84.4054 | 117.715 | 8.1808 | 1.4808 | 19.0153 | 30.9229 | 84.4054 | 117.344 | 8.1808 | 1.4808 | 19.0153
U | d360n | 30.9229 | 83.1982 | 116.278 | 7.848 | 1.4808 | 19.0153 | 30.9229 | 84.4054 | 117.715 | 8.1808 | 1.4808 | 19.0153 | 30.9229 | 84.4054 | 117.393 | 8.1808 | 1.4808 | 19.0153
U | d360o | 30.9229 | 83.3367 | 116.585 | 7.8411 | 1.4808 | 19.0153 | 30.9229 | 84.4054 | 117.715 | 8.1808 | 1.4808 | 19.0153 | 30.9229 | 84.4054 | 117.356 | 8.1808 | 1.4808 | 19.0153
U | d360p | 30.9229 | 84.2515 | 117.287 | 7.8548 | 1.4808 | 19.0153 | 30.9229 | 84.4054 | 117.715 | 8.1808 | 1.4808 | 19.0153 | 30.9229 | 84.4054 | 117.552 | 8.1808 | 1.4808 | 19.0153
U | d360q | 30.9229 | 84.2839 | 117.433 | 7.8593 | 1.4808 | 19.0153 | 30.9229 | 84.4054 | 117.715 | 8.1808 | 1.4808 | 19.0153 | 30.9229 | 84.4054 | 117.715 | 8.1808 | 1.4808 | 19.0153
U | d360r | 30.9229 | 84.26 | 117.431 | 7.8444 | 1.4808 | 19.0153 | 30.9229 | 84.4054 | 117.715 | 8.1808 | 1.4808 | 19.0153 | 30.9229 | 84.4054 | 117.422 | 8.1808 | 1.4808 | 19.0153
U | d360s | 30.8147 | 83.1759 | 116.475 | 7.8361 | 1.4808 | 19.0153 | 30.9229 | 84.4054 | 117.715 | 8.1808 | 1.4808 | 19.0153 | 30.9229 | 84.4054 | 117.3 | 8.1808 | 1.4808 | 19.0153
U | d360t | 30.5457 | 82.4673 | 115.903 | 7.8349 | 1.4808 | 18.8769 | 30.9229 | 84.4054 | 117.715 | 8.1808 | 1.4808 | 19.0153 | 30.9229 | 84.4054 | 117.136 | 8.1808 | 1.4808 | 19.0153
U | d360u | 29.2291 | 79.3096 | 114.42 | 7.8299 | 1.4808 | 18.1612 | 30.9229 | 84.4054 | 117.715 | 8.1808 | 1.4808 | 19.0153 | 30.9229 | 84.4054 | 116.729 | 8.1808 | 1.4808 | 19.0153
U | d360v | 28.9157 | 77.8237 | 114.321 | 7.8266 | 1.4808 | 18.0405 | 30.9229 | 84.4054 | 117.715 | 8.1808 | 1.4808 | 19.0153 | 30.9229 | 84.4054 | 116.656 | 8.1808 | 1.4808 | 19.0153
U | d360x | 27.239 | 70.1483 | 109.079 | 7.8227 | 1.4808 | 17.1289 | 30.9229 | 84.4054 | 117.715 | 8.1808 | 1.4808 | 19.0153 | 30.9229 | 84.4054 | 116.352 | 8.1808 | 1.4808 | 19.0153
U | d360y | 26.4247 | 67.4548 | 105 | 7.8203 | 1.4808 | 16.9343 | 30.9229 | 84.4054 | 117.715 | 8.1808 | 1.4808 | 19.0153 | 30.9229 | 84.4054 | 116.302 | 8.1808 | 1.4808 | 19.0153
U | d361a | 26.1219 | 65.8446 | 102.825 | 7.8193 | 1.4808 | 17.03 | 30.9229 | 84.4054 | 117.715 | 8.1808 | 1.4808 | 19.0153 | 30.9229 | 84.4054 | 116.286 | 8.1808 | 1.4808 | 19.0153
U | d361b | 26.2209 | 66.7135 | 103.842 | 7.8189 | 1.4808 | 16.9817 | 30.9229 | 84.4054 | 117.715 | 8.1808 | 1.4808 | 19.0153 | 30.9229 | 84.4054 | 116.295 | 8.1808 | 1.4808 | 19.0153
U | d361c | 26.5329 | 70.3865 | 108.198 | 7.8193 | 1.4808 | 17.0237 | 30.9229 | 84.4054 | 117.715 | 8.1808 | 1.4808 | 19.0153 | 30.9229 | 84.4054 | 116.337 | 8.1808 | 1.4808 | 19.0153
U | d361d | 26.7783 | 73.4947 | 111.694 | 7.8208 | 1.4808 | 17.2966 | 30.9229 | 84.4054 | 117.715 | 8.1808 | 1.4808 | 19.0153 | 30.9229 | 84.4054 | 116.377 | 8.1808 | 1.4808 | 19.0153
U | d361e | 27.2652 | 74.8942 | 111.772 | 7.8205 | 1.4808 | 17.9876 | 30.9229 | 84.4054 | 117.715 | 8.1808 | 1.4808 | 19.0153 | 30.9229 | 84.4054 | 116.392 | 8.1808 | 1.4808 | 19.0153
U | d361f | 28.4815 | 76.8909 | 113.218 | 7.8253 | 1.4808 | 18.4351 | 30.9229 | 84.4054 | 117.715 | 8.1808 | 1.4808 | 19.0153 | 30.9229 | 84.4054 | 116.387 | 8.1808 | 1.4808 | 19.0153
U | d361g | 30.4828 | 81.3237 | 115.535 | 7.8324 | 1.4808 | 18.9117 | 30.9229 | 84.4054 | 117.715 | 8.1808 | 1.4808 | 19.0153 | 30.9229 | 84.4054 | 116.51 | 8.1808 | 1.4808 | 19.0153
U | d361h | 30.9229 | 82.8384 | 116.53 | 7.8349 | 1.4808 | 19.0153 | 30.9229 | 84.4054 | 117.715 | 8.1808 | 1.4808 | 19.0153 | 30.9229 | 84.4054 | 116.651 | 8.1808 | 1.4808 | 19.0153
U | d361i | 30.889 | 82.2015 | 116.244 | 7.8347 | 1.4808 | 19.0153 | 30.9229 | 84.4054 | 117.715 | 8.1808 | 1.4808 | 19.0153 | 30.9229 | 84.4054 | 116.672 | 8.1808 | 1.4808 | 19.0153
U | d361j | 30.8801 | 81.9336 | 116.282 | 7.834 | 1.4808 | 19.0153 | 30.9229 | 84.4054 | 117.715 | 8.1808 | 1.4808 | 19.0153 | 30.9229 | 84.4054 | 116.65 | 8.1808 | 1.4808 | 19.0153
U | d361k | 30.6897 | 80.7412 | 115.983 | 7.8305 | 1.4808 | 19.0153 | 30.9229 | 84.4054 | 117.715 | 8.1808 | 1.4808 | 19.0153 | 30.9229 | 84.4054 | 116.611 | 8.1808 | 1.4808 | 19.0153
U | d361l | 30.7335 | 80.0002 | 115.888 | 7.8288 | 1.4808 | 19.0153 | 30.9229 | 84.4054 | 117.715 | 8.1808 | 1.4808 | 19.0153 | 30.9229 | 84.4054 | 116.613 | 8.1808 | 1.4808 | 19.0153
U | d361m | 30.9151 | 79.5861 | 115.804 | 7.8283 | 1.4808 | 19.0153 | 30.9229 | 84.4054 | 117.715 | 8.1808 | 1.4808 | 19.0153 | 30.9229 | 84.4054 | 116.648 | 8.1808 | 1.4808 | 19.0153
U | d361n | 30.6602 | 76.892 | 115.501 | 7.8269 | 1.4808 | 19.0153 | 30.9229 | 84.4054 | 117.715 | 8.1808 | 1.4808 | 19.0153 | 30.9229 | 84.4054 | 116.625 | 8.1808 | 1.4808 | 19.0153
U | d361o | 30.5197 | 74.9109 | 114.774 | 7.8261 | 1.4808 | 19.0153 | 30.9229 | 84.4054 | 117.715 | 8.1808 | 1.4808 | 19.0153 | 30.9229 | 84.4054 | 116.619 | 8.1808 | 1.4808 | 19.0153
U | d361p | 30.9229 | 78.4303 | 116.177 | 7.8289 | 1.4808 | 19.0153 | 30.9229 | 84.4054 | 117.715 | 8.1808 | 1.4808 | 19.0153 | 30.9229 | 84.4054 | 116.748 | 8.1808 | 1.4808 | 19.0153
U | d361q | 30.9229 | 80.7824 | 116.958 | 7.8318 | 1.4808 | 19.0153 | 30.9229 | 84.4054 | 117.715 | 8.1808 | 1.4808 | 19.0153 | 30.9229 | 84.4054 | 116.873 | 8.1808 | 1.4808 | 19.0153
U | d361r | 30.9229 | 80.2991 | 116.735 | 7.8316 | 1.4808 | 19.0153 | 30.9229 | 84.4054 | 117.715 | 8.1808 | 1.4808 | 19.0153 | 30.9229 | 84.4054 | 116.807 | 8.1808 | 1.4808 | 19.0153
U | d361s | 30.5769 | 77.8558 | 116.296 | 7.8304 | 1.4808 | 19.0153 | 30.9229 | 84.4054 | 117.715 | 8.1808 | 1.4808 | 19.0153 | 30.9229 | 84.4054 | 116.695 | 8.1808 | 1.4808 | 19.0153
U | d361t | 30.1462 | 74.6459 | 115.785 | 7.8298 | 1.4808 | 18.7487 | 30.9229 | 84.4054 | 117.715 | 8.1808 | 1.4808 | 19.0153 | 30.9229 | 84.4054 | 116.58 | 8.1808 | 1.4808 | 19.0153
U | d361u | 28.7696 | 69.2455 | 114.734 | 7.8255 | 1.4808 | 17.9832 | 30.9229 | 84.4054 | 117.715 | 8.1808 | 1.4808 | 19.0153 | 30.9229 | 84.4054 | 116.497 | 8.1808 | 1.4808 | 19.0153
U | d361v | 27.7331 | 65.9358 | 113.949 | 7.8225 | 1.4808 | 17.3929 | 30.9229 | 84.4054 | 117.715 | 8.1808 | 1.4808 | 19.0153 | 30.9229 | 84.4054 | 116.481 | 8.1808 | 1.4808 | 19.0153
U | d361x | 26.6304 | 61.1362 | 110.673 | 7.8207 | 1.4808 | 16.7806 | 30.9229 | 84.4054 | 117.715 | 8.1808 | 1.4808 | 19.0153 | 30.9229 | 84.4054 | 116.463 | 8.1808 | 1.4808 | 19.0153
U | d361y | 25.8626 | 59.2026 | 108.355 | 7.8188 | 1.4808 | 16.5882 | 30.9229 | 84.4054 | 117.715 | 8.1808 | 1.4808 | 19.0153 | 30.9229 | 84.4054 | 116.452 | 8.1808 | 1.4808 | 19.0153
U | d362a | 25.093 | 57.1169 | 106.858 | 7.8176 | 1.4808 | 16.5329 | 30.9229 | 84.4054 | 117.715 | 8.1808 | 1.4808 | 19.0153 | 30.9229 | 84.4054 | 116.456 | 8.1808 | 1.4808 | 19.0153
U | d362b | 24.8812 | 58.5023 | 108.115 | 7.8171 | 1.4808 | 16.3687 | 30.9229 | 84.4054 | 117.715 | 8.1808 | 1.4808 | 19.0153 | 30.9229 | 84.4054 | 116.489 | 8.1808 | 1.4808 | 19.0153
U | d362c | 24.672 | 62.8256 | 111.157 | 7.8169 | 1.4808 | 16.2134 | 30.9229 | 84.4054 | 117.715 | 8.1808 | 1.4808 | 19.0153 | 30.9229 | 84.4054 | 116.557 | 8.1808 | 1.4808 | 19.0153
U | d362d | 24.6753 | 67.4483 | 113.658 | 7.8177 | 1.4808 | 16.3075 | 30.9229 | 84.4054 | 117.715 | 8.1808 | 1.4808 | 19.0153 | 30.9229 | 84.4054 | 116.639 | 8.1808 | 1.4808 | 19.0153
U | d362e | 25.0806 | 70.222 | 113.528 | 7.8174 | 1.4808 | 17.0958 | 30.9229 | 84.4054 | 117.715 | 8.1808 | 1.4808 | 19.0153 | 30.9229 | 84.4054 | 116.678 | 8.1808 | 1.4808 | 19.0153
U | d362f | 26.5263 | 75.4692 | 115.002 | 7.8225 | 1.4808 | 17.7567 | 30.9229 | 84.4054 | 117.715 | 8.1808 | 1.4808 | 19.0153 | 30.9229 | 84.4054 | 116.751 | 8.1808 | 1.4808 | 19.0153
U | d362g | 28.6694 | 80.9896 | 116.168 | 7.8275 | 1.4808 | 18.2326 | 30.9229 | 84.4054 | 117.715 | 8.1808 | 1.4808 | 19.0153 | 30.9229 | 84.4054 | 116.905 | 8.1808 | 1.4808 | 19.0153
U | d362h | 29.6123 | 82.4825 | 116.679 | 7.8295 | 1.4808 | 18.5764 | 30.9229 | 84.4054 | 117.715 | 8.1808 | 1.4808 | 19.0153 | 30.9229 | 84.4054 | 117.024 | 8.1808 | 1.4808 | 19.0153
U | d362i | 29.513 | 82.0417 | 116.57 | 7.8289 | 1.4808 | 18.4932 | 30.9229 | 84.4054 | 117.715 | 8.1808 | 1.4808 | 19.0153 | 30.9229 | 84.4054 | 117.069 | 8.1808 | 1.4808 | 19.0153
U | d362j | 29.5402 | 81.9241 | 116.571 | 7.8285 | 1.4808 | 18.5106 | 30.9229 | 84.4054 | 117.715 | 8.1808 | 1.4808 | 19.0153 | 30.9229 | 84.4054 | 117.067 | 8.1808 | 1.4808 | 19.0153
U | d362k | 28.407 | 81.0633 | 116.438 | 7.8269 | 1.4808 | 18.3191 | 30.9229 | 84.4054 | 117.715 | 8.1808 | 1.4808 | 19.0153 | 30.9229 | 84.4054 | 117.02 | 8.1808 | 1.4808 | 19.0153
U | d362l | 27.8389 | 81.3523 | 116.45 | 7.8263 | 1.4808 | 18.3235 | 30.9229 | 84.4054 | 117.715 | 8.1808 | 1.4808 | 19.0153 | 30.9229 | 84.4054 | 117.028 | 8.1808 | 1.4808 | 19.0153
U | d362m | 28.1039 | 82.4014 | 116.626 | 7.8272 | 1.4808 | 18.5714 | 30.9229 | 84.4054 | 117.715 | 8.1808 | 1.4808 | 19.0153 | 30.9229 | 84.4054 | 117.063 | 8.1808 | 1.4808 | 19.0153
U | d362n | 28.1202 | 82.9587 | 116.865 | 7.8272 | 1.4808 | 18.6141 | 30.9229 | 84.4054 | 117.715 | 8.1808 | 1.4808 | 19.0153 | 30.9229 | 84.4054 | 117.082 | 8.1808 | 1.4808 | 19.0153
U | d362o | 27.7605 | 82.8374 | 116.658 | 7.8266 | 1.4808 | 18.5463 | 30.9229 | 84.4054 | 117.715 | 8.1808 | 1.4808 | 19.0153 | 30.9229 | 84.4054 | 117.071 | 8.1808 | 1.4808 | 19.0153
U | d362p | 28.5307 | 83.0651 | 116.816 | 7.8279 | 1.4808 | 18.5801 | 30.9229 | 84.4054 | 117.715 | 8.1808 | 1.4808 | 19.0153 | 30.9229 | 84.4054 | 117.098 | 8.1808 | 1.4808 | 19.0153
U | d362q | 30.2557 | 84.2597 | 117.475 | 7.8316 | 1.4808 | 18.9713 | 30.9229 | 84.4054 | 117.715 | 8.1808 | 1.4808 | 19.0153 | 30.9229 | 84.4054 | 117.218 | 8.1808 | 1.4808 | 19.0153
U | d362r | 30.3291 | 83.936 | 117.373 | 7.8314 | 1.4808 | 18.9238 | 30.9229 | 84.4054 | 117.715 | 8.1808 | 1.4808 | 19.0153 | 30.9229 | 84.4054 | 117.183 | 8.1808 | 1.4808 | 19.0153
U | d362s | 30.098 | 82.8355 | 116.632 | 7.8292 | 1.4808 | 18.8771 | 30.9229 | 84.4054 | 117.715 | 8.1808 | 1.4808 | 19.0153 | 30.9229 | 84.4054 | 117.132 | 8.1808 | 1.4808 | 19.0153
U | d362t | 28.7925 | 79.2302 | 115.196 | 7.8274 | 1.4808 | 18.3509 | 30.9229 | 84.4054 | 117.715 | 8.1808 | 1.4808 | 19.0153 | 30.9229 | 84.4054 | 117.045 | 8.1808 | 1.4808 | 19.0153
U | d362u | 27.3404 | 71.9795 | 111.927 | 7.8242 | 1.4808 | 17.5445 | 30.9229 | 84.4054 | 117.715 | 8.1808 | 1.4808 | 19.0153 | 30.9229 | 84.4054 | 116.994 | 8.1808 | 1.4808 | 19.0153
U | d362v | 26.8073 | 67.9159 | 111.028 | 7.8216 | 1.4808 | 17.1343 | 30.9229 | 84.4054 | 117.715 | 8.1808 | 1.4808 | 19.0153 | 30.9229 | 84.4054 | 117 | 8.1808 | 1.4808 | 19.0153
U | d362x | 25.9056 | 62.0148 | 105.92 | 7.8196 | 1.4808 | 16.7066 | 30.9229 | 84.4054 | 117.715 | 8.1808 | 1.4808 | 19.0153 | 30.9229 | 84.4054 | 116.994 | 8.1808 | 1.4808 | 19.0153
U | d362y | 25.1491 | 59.5592 | 102.662 | 7.8177 | 1.4808 | 16.6831 | 30.9229 | 84.4054 | 117.715 | 8.1808 | 1.4808 | 19.0153 | 30.9229 | 84.4054 | 116.99 | 8.1808 | 1.4808 | 19.0153
U | d363a | 24.8143 | 58.1789 | 101.633 | 7.817 | 1.4808 | 16.8527 | 30.9229 | 84.4054 | 117.715 | 8.1808 | 1.4808 | 19.0153 | 30.9229 | 84.4054 | 117.001 | 8.1808 | 1.4808 | 19.0153
U | d363b | 24.9557 | 59.1514 | 103.479 | 7.817 | 1.4808 | 16.7919 | 30.9229 | 84.4054 | 117.715 | 8.1808 | 1.4808 | 19.0153 | 30.9229 | 84.4054 | 117.032 | 8.1808 | 1.4808 | 19.0153
U | d363c | 24.9258 | 62.2642 | 107.61 | 7.8174 | 1.4808 | 16.7534 | 30.9229 | 84.4054 | 117.715 | 8.1808 | 1.4808 | 19.0153 | 30.9229 | 84.4054 | 117.101 | 8.1808 | 1.4808 | 19.0153
U | d363d | 24.9627 | 65.3969 | 111.268 | 7.8191 | 1.4808 | 16.9594 | 30.9229 | 84.4054 | 117.715 | 8.1808 | 1.4808 | 19.0153 | 30.9229 | 84.4054 | 117.19 | 8.1808 | 1.4808 | 19.0153
U | d363e | 25.2969 | 66.7681 | 111.694 | 7.8191 | 1.4808 | 17.6974 | 30.9229 | 84.4054 | 117.715 | 8.1808 | 1.4808 | 19.0153 | 30.9229 | 84.4054 | 117.271 | 8.1808 | 1.4808 | 19.0153
U | d363f | 26.1298 | 69.3999 | 112.561 | 7.8237 | 1.4808 | 18.162 | 30.9229 | 84.4054 | 117.715 | 8.1808 | 1.4808 | 19.0153 | 30.9229 | 84.4054 | 117.369 | 8.1808 | 1.4808 | 19.0153
U | d363g | 27.777 | 74.7081 | 114.676 | 7.8289 | 1.4808 | 18.4897 | 30.9229 | 84.4054 | 117.715 | 8.1808 | 1.4808 | 19.0153 | 30.9229 | 84.4054 | 117.452 | 8.1808 | 1.4808 | 19.0153
U | d363h | 29.4828 | 79.9779 | 116.309 | 7.833 | 1.4808 | 18.9225 | 30.9229 | 84.4054 | 117.715 | 8.1808 | 1.4808 | 19.0153 | 30.9229 | 84.4054 | 117.599 | 8.1808 | 1.4808 | 19.0153
U | d363i | 28.5674 | 77.696 | 115.521 | 7.8323 | 1.4808 | 18.8255 | 30.9229 | 84.4054 | 117.715 | 8.1808 | 1.4808 | 19.0153 | 30.9229 | 84.4054 | 117.573 | 8.1808 | 1.4808 | 19.0153
U | d363j | 28.4406 | 77.6566 | 115.513 | 7.8326 | 1.4808 | 18.9237 | 30.9229 | 84.4054 | 117.715 | 8.1808 | 1.4808 | 19.0153 | 30.9229 | 84.4054 | 117.575 | 8.1808 | 1.4808 | 19.0153
U | d363k | 27.8711 | 74.2875 | 114.897 | 7.8323 | 1.4808 | 18.8535 | 30.9229 | 84.4054 | 117.715 | 8.1808 | 1.4808 | 19.0153 | 30.9229 | 84.4054 | 117.571 | 8.1808 | 1.4808 | 19.0153
U | d363l | 28.1591 | 75.3847 | 115.198 | 7.8337 | 1.4808 | 19.0053 | 30.9229 | 84.4054 | 117.715 | 8.1808 | 1.4808 | 19.0153 | 30.9229 | 84.4054 | 117.573 | 8.1808 | 1.4808 | 19.0153
U | d363m | 27.6672 | 74.4371 | 115.277 | 7.8332 | 1.4808 | 19.0153 | 30.9229 | 84.4054 | 117.715 | 8.1808 | 1.4808 | 19.0153 | 30.9229 | 84.4054 | 117.572 | 8.1808 | 1.4808 | 19.0153
U | d363n | 28.2311 | 75.6297 | 115.481 | 7.8335 | 1.4808 | 19.0153 | 30.9229 | 84.4054 | 117.715 | 8.1808 | 1.4808 | 19.0153 | 30.9229 | 84.4054 | 117.574 | 8.1808 | 1.4808 | 19.0153
U | d363o | 27.0268 | 73.6624 | 115.333 | 7.8304 | 1.4808 | 19.0073 | 30.9229 | 84.4054 | 117.715 | 8.1808 | 1.4808 | 19.0153 | 30.9229 | 84.4054 | 117.571 | 8.1808 | 1.4808 | 19.0153
U | d363p | 28.7859 | 78.7721 | 116.303 | 7.8313 | 1.4808 | 19.0153 | 30.9229 | 84.4054 | 117.715 | 8.1808 | 1.4808 | 19.0153 | 30.9229 | 84.4054 | 117.587 | 8.1808 | 1.4808 | 19.0153
U | d363q | 29.2573 | 80.2677 | 116.876 | 7.8301 | 1.4808 | 19.0153 | 30.9229 | 84.4054 | 117.715 | 8.1808 | 1.4808 | 19.0153 | 30.9229 | 84.4054 | 117.648 | 8.1808 | 1.4808 | 19.0153
U | d363r | 30.1588 | 82.1783 | 117.476 | 7.8304 | 1.4808 | 19.0153 | 30.9229 | 84.4054 | 117.715 | 8.1808 | 1.4808 | 19.0153 | 30.9229 | 84.4054 | 117.715 | 8.1808 | 1.4808 | 19.0153
U | d363s | 28.6602 | 79.982 | 116.518 | 7.8262 | 1.4808 | 19.0153 | 30.9229 | 84.4054 | 117.715 | 8.1808 | 1.4808 | 19.0153 | 30.9229 | 84.4054 | 117.571 | 8.1808 | 1.4808 | 19.0153
U | d363t | 27.8301 | 76.949 | 115.734 | 7.8264 | 1.4808 | 18.8863 | 30.9229 | 84.4054 | 117.715 | 8.1808 | 1.4808 | 19.0153 | 30.9229 | 84.4054 | 117.491 | 8.1808 | 1.4808 | 19.0153
U | d363u | 26.8479 | 72.8128 | 114.922 | 7.8242 | 1.4808 | 18.578 | 30.9229 | 84.4054 | 117.715 | 8.1808 | 1.4808 | 19.0153 | 30.9229 | 84.4054 | 117.462 | 8.1808 | 1.4808 | 19.0153
U | d363v | 24.8685 | 64.8159 | 113.175 | 7.8198 | 1.4808 | 17.9556 | 30.9229 | 84.4054 | 117.715 | 8.1808 | 1.4808 | 19.0153 | 30.9229 | 84.4054 | 117.436 | 8.1808 | 1.4808 | 19.0153
U | d363x | 23.5654 | 58.8735 | 109.331 | 7.8192 | 1.4808 | 17.514 | 30.9229 | 84.4054 | 117.715 | 8.1808 | 1.4808 | 19.0153 | 30.9229 | 84.4054 | 117.424 | 8.1808 | 1.4808 | 19.0153
U | d363y | 22.7334 | 55.0585 | 106.745 | 7.8166 | 1.4808 | 17.3027 | 30.9229 | 84.4054 | 117.715 | 8.1808 | 1.4808 | 19.0153 | 30.9229 | 84.4054 | 117.422 | 8.1808 | 1.4808 | 19.0153
U | d364a | 22.7725 | 53.613 | 106.468 | 7.816 | 1.4808 | 17.4221 | 30.9229 | 84.4054 | 117.715 | 8.1808 | 1.4808 | 19.0153 | 30.9229 | 84.4054 | 117.424 | 8.1808 | 1.4808 | 19.0153
U | d364b | 22.6455 | 52.6315 | 106.447 | 7.8151 | 1.4808 | 17.128 | 30.9229 | 84.4054 | 117.715 | 8.1808 | 1.4808 | 19.0153 | 30.9229 | 84.4054 | 117.426 | 8.1808 | 1.4808 | 19.0153
U | d364c | 23.1401 | 57.2526 | 110.077 | 7.8156 | 1.4808 | 17.1495 | 30.9229 | 84.4054 | 117.715 | 8.1808 | 1.4808 | 19.0153 | 30.9229 | 84.4054 | 117.434 | 8.1808 | 1.4808 | 19.0153
U | d364d | 23.3605 | 60.5556 | 112.404 | 7.817 | 1.4808 | 17.2624 | 30.9229 | 84.4054 | 117.715 | 8.1808 | 1.4808 | 19.0153 | 30.9229 | 84.4054 | 117.443 | 8.1808 | 1.4808 | 19.0153
U | d364e | 24.1509 | 62.86 | 112.751 | 7.8176 | 1.4808 | 17.926 | 30.9229 | 84.4054 | 117.715 | 8.1808 | 1.4808 | 19.0153 | 30.9229 | 84.4054 | 117.451 | 8.1808 | 1.4808 | 19.0153
U | d364f | 25.5864 | 65.5041 | 114.019 | 7.8232 | 1.4808 | 18.4202 | 30.9229 | 84.4054 | 117.715 | 8.1808 | 1.4808 | 19.0153 | 30.9229 | 84.4054 | 117.47 | 8.1808 | 1.4808 | 19.0153
U | d364g | 27.3939 | 71.3871 | 115.376 | 7.8285 | 1.4808 | 18.7176 | 30.9229 | 84.4054 | 117.715 | 8.1808 | 1.4808 | 19.0153 | 30.9229 | 84.4054 | 117.534 | 8.1808 | 1.4808 | 19.0153
U | d364h | 28.855 | 76.9618 | 116.808 | 7.8318 | 1.4808 | 19.0153 | 30.9229 | 84.4054 | 117.715 | 8.1808 | 1.4808 | 19.0153 | 30.9229 | 84.4054 | 117.587 | 8.1808 | 1.4808 | 19.0153
U | d364i | 28.0575 | 73.3459 | 115.896 | 7.8313 | 1.4808 | 18.9421 | 30.9229 | 84.4054 | 117.715 | 8.1808 | 1.4808 | 19.0153 | 30.9229 | 84.4054 | 117.576 | 8.1808 | 1.4808 | 19.0153
U | d364j | 27.7051 | 69.426 | 115.309 | 7.8301 | 1.4808 | 18.9052 | 30.9229 | 84.4054 | 117.715 | 8.1808 | 1.4808 | 19.0153 | 30.9229 | 84.4054 | 117.575 | 8.1808 | 1.4808 | 19.0153
U | d364k | 28.2278 | 66.2417 | 114.872 | 7.8318 | 1.4808 | 19.0153 | 30.9229 | 84.4054 | 117.715 | 8.1808 | 1.4808 | 19.0153 | 30.9229 | 84.4054 | 117.578 | 8.1808 | 1.4808 | 19.0153
U | d364l | 27.9095 | 64.7996 | 114.026 | 7.8296 | 1.4808 | 19.0046 | 30.9229 | 84.4054 | 117.715 | 8.1808 | 1.4808 | 19.0153 | 30.9229 | 84.4054 | 117.576 | 8.1808 | 1.4808 | 19.0153
U | d364m | 28.3647 | 65.1262 | 115.13 | 7.829 | 1.4808 | 18.9909 | 30.9229 | 84.4054 | 117.715 | 8.1808 | 1.4808 | 19.0153 | 30.9229 | 84.4054 | 117.578 | 8.1808 | 1.4808 | 19.0153
U | d364n | 28.39 | 66.0177 | 114.875 | 7.8285 | 1.4808 | 18.9833 | 30.9229 | 84.4054 | 117.715 | 8.1808 | 1.4808 | 19.0153 | 30.9229 | 84.4054 | 117.578 | 8.1808 | 1.4808 | 19.0153
U | d364o | 28.1467 | 66.2076 | 114.913 | 7.8289 | 1.4808 | 18.9618 | 30.9229 | 84.4054 | 117.715 | 8.1808 | 1.4808 | 19.0153 | 30.9229 | 84.4054 | 117.578 | 8.1808 | 1.4808 | 19.0153
U | d364p | 29.0826 | 70.706 | 115.872 | 7.8301 | 1.4808 | 19.0153 | 30.9229 | 84.4054 | 117.715 | 8.1808 | 1.4808 | 19.0153 | 30.9229 | 84.4054 | 117.612 | 8.1808 | 1.4808 | 19.0153
U | d364q | 30.0511 | 74.6286 | 117.338 | 7.8316 | 1.4808 | 19.0153 | 30.9229 | 84.4054 | 117.715 | 8.1808 | 1.4808 | 19.0153 | 30.9229 | 84.4054 | 117.715 | 8.1808 | 1.4808 | 19.0153
U | d364r | 30.0346 | 77.5473 | 117.471 | 7.8333 | 1.4808 | 19.0153 | 30.9229 | 84.4054 | 117.715 | 8.1808 | 1.4808 | 19.0153 | 30.9229 | 84.4054 | 117.715 | 8.1808 | 1.4808 | 19.0153
U | d364s | 27.8456 | 73.0474 | 116.353 | 7.8308 | 1.4808 | 18.885 | 30.9229 | 84.4054 | 117.715 | 8.1808 | 1.4808 | 19.0153 | 30.9229 | 84.4054 | 117.575 | 8.1808 | 1.4808 | 19.0153
U | d364t | 27.2834 | 71.4978 | 116.007 | 7.8306 | 1.4808 | 18.7166 | 30.9229 | 84.4054 | 117.715 | 8.1808 | 1.4808 | 19.0153 | 30.9229 | 84.4054 | 117.555 | 8.1808 | 1.4808 | 19.0153
U | d364u | 25.152 | 64.4247 | 114.754 | 7.8258 | 1.4808 | 18.1548 | 30.9229 | 84.4054 | 117.715 | 8.1808 | 1.4808 | 19.0153 | 30.9229 | 84.4054 | 117.5 | 8.1808 | 1.4808 | 19.0153
U | d364v | 23.7337 | 60.0175 | 113.955 | 7.8218 | 1.4808 | 17.5222 | 30.9229 | 84.4054 | 117.715 | 8.1808 | 1.4808 | 19.0153 | 30.9229 | 84.4054 | 117.489 | 8.1808 | 1.4808 | 19.0153
U | d364x | 20.9136 | 49.4666 | 109.323 | 7.8183 | 1.4808 | 16.6384 | 30.9229 | 84.4054 | 117.715 | 8.1808 | 1.4808 | 19.0153 | 30.9229 | 84.4054 | 117.48 | 8.1808 | 1.4808 | 19.0153
U | d364y | 20.3306 | 49.6633 | 108.103 | 7.8163 | 1.4808 | 16.5463 | 30.9229 | 84.4054 | 117.715 | 8.1808 | 1.4808 | 19.0153 | 30.9229 | 84.4054 | 117.481 | 8.1808 | 1.4808 | 19.0153
U | d365a | 19.7088 | 48.9893 | 107.298 | 7.8154 | 1.4808 | 16.4096 | 30.9229 | 84.4054 | 117.715 | 8.1808 | 1.4808 | 19.0153 | 30.9229 | 84.4054 | 117.482 | 8.1808 | 1.4808 | 19.0153
U | d365b | 19.5914 | 49.9279 | 107.905 | 7.8148 | 1.4808 | 16.1624 | 30.9229 | 84.4054 | 117.715 | 8.1808 | 1.4808 | 19.0153 | 30.9229 | 84.4054 | 117.484 | 8.1808 | 1.4808 | 19.0153
U | d365c | 20.1456 | 56.0219 | 110.973 | 7.8155 | 1.4808 | 16.0521 | 30.9229 | 84.4054 | 117.715 | 8.1808 | 1.4808 | 19.0153 | 30.9229 | 84.4054 | 117.49 | 8.1808 | 1.4808 | 19.0153
U | d365d | 20.2341 | 57.7301 | 111.888 | 7.8156 | 1.4808 | 15.8535 | 30.9229 | 84.4054 | 117.715 | 8.1808 | 1.4808 | 19.0153 | 30.9229 | 84.4054 | 117.497 | 8.1808 | 1.4808 | 19.0153
U | d365e | 20.9173 | 58.5005 | 111.874 | 7.8153 | 1.4808 | 15.8545 | 30.9229 | 84.4054 | 117.715 | 8.1808 | 1.4808 | 19.0153 | 30.9229 | 84.4054 | 117.504 | 8.1808 | 1.4808 | 19.0153
U | d365f | 20.5657 | 59.9969 | 112.188 | 7.8162 | 1.4808 | 16.2219 | 30.9229 | 84.4054 | 117.715 | 8.1808 | 1.4808 | 19.0153 | 30.9229 | 84.4054 | 117.518 | 8.1808 | 1.4808 | 19.0153
U | d365g | 21.8513 | 63.1032 | 113.001 | 7.8185 | 1.4808 | 16.9136 | 30.9229 | 84.4054 | 117.715 | 8.1808 | 1.4808 | 19.0153 | 30.9229 | 84.4054 | 117.572 | 8.1808 | 1.4808 | 19.0153
U | d365h | 23.5864 | 66.1176 | 113.519 | 7.8218 | 1.4808 | 17.6661 | 30.9229 | 84.4054 | 117.715 | 8.1808 | 1.4808 | 19.0153 | 30.9229 | 84.4054 | 117.715 | 8.1808 | 1.4808 | 19.0153
U | d365i | 24.527 | 67.6756 | 113.964 | 7.8243 | 1.4808 | 17.9187 | 30.9229 | 84.4054 | 117.715 | 8.1808 | 1.4808 | 19.0153 | 30.9229 | 84.4054 | 117.715 | 8.1808 | 1.4808 | 19.0153
U | d365j | 24.652 | 64.8127 | 113.398 | 7.8239 | 1.4808 | 17.951 | 30.9229 | 84.4054 | 117.715 | 8.1808 | 1.4808 | 19.0153 | 30.9229 | 84.4054 | 117.715 | 8.1808 | 1.4808 | 19.0153
U | d365k | 26.6571 | 69.6959 | 114.71 | 7.8243 | 1.4808 | 18.1524 | 30.9229 | 84.4054 | 117.715 | 8.1808 | 1.4808 | 19.0153 | 30.9229 | 84.4054 | 117.715 | 8.1808 | 1.4808 | 19.0153
U | d365l | 26.7661 | 68.1228 | 114.536 | 7.8246 | 1.4808 | 18.2975 | 30.9229 | 84.4054 | 117.715 | 8.1808 | 1.4808 | 19.0153 | 30.9229 | 84.4054 | 117.715 | 8.1808 | 1.4808 | 19.0153
U | d365m | 27.5751 | 71.1691 | 115.483 | 7.8262 | 1.4808 | 18.6828 | 30.9229 | 84.4054 | 117.715 | 8.1808 | 1.4808 | 19.0153 | 30.9229 | 84.4054 | 117.715 | 8.1808 | 1.4808 | 19.0153
U | d365n | 25.8827 | 67.2699 | 115.087 | 7.824 | 1.4808 | 18.2723 | 30.9229 | 84.4054 | 117.715 | 8.1808 | 1.4808 | 19.0153 | 30.9229 | 84.4054 | 117.715 | 8.1808 | 1.4808 | 19.0153
U | d365o | 27.3712 | 73.092 | 116.175 | 7.8267 | 1.4808 | 18.7194 | 30.9229 | 84.4054 | 117.715 | 8.1808 | 1.4808 | 19.0153 | 30.9229 | 84.4054 | 117.715 | 8.1808 | 1.4808 | 19.0153
U | d365p | 27.4297 | 72.5211 | 115.862 | 7.8275 | 1.4808 | 18.722 | 30.9229 | 84.4054 | 117.715 | 8.1808 | 1.4808 | 19.0153 | 30.9229 | 84.4054 | 117.715 | 8.1808 | 1.4808 | 19.0153
U | d365q | 28.1527 | 73.7112 | 116.131 | 7.8297 | 1.4808 | 18.8652 | 30.9229 | 84.4054 | 117.715 | 8.1808 | 1.4808 | 19.0153 | 30.9229 | 84.4054 | 117.715 | 8.1808 | 1.4808 | 19.0153
U | d365r | 29.7394 | 76.9447 | 116.839 | 7.8326 | 1.4808 | 19.0153 | 30.9229 | 84.4054 | 117.715 | 8.1808 | 1.4808 | 19.0153 | 30.9229 | 84.4054 | 117.715 | 8.1808 | 1.4808 | 19.0153
U | d365s | 28.0136 | 71.0695 | 115.313 | 7.8293 | 1.4808 | 18.7087 | 30.9229 | 84.4054 | 117.715 | 8.1808 | 1.4808 | 19.0153 | 30.9229 | 84.4054 | 117.715 | 8.1808 | 1.4808 | 19.0153
U | d365t | 27.2536 | 67.5444 | 114.367 | 7.8275 | 1.4808 | 18.5842 | 30.9229 | 84.4054 | 117.715 | 8.1808 | 1.4808 | 19.0153 | 30.9229 | 84.4054 | 117.715 | 8.1808 | 1.4808 | 19.0153
U | d365u | 27.0799 | 65.7588 | 113.874 | 7.8273 | 1.4808 | 18.3757 | 30.9229 | 84.4054 | 117.715 | 8.1808 | 1.4808 | 19.0153 | 30.9229 | 84.4054 | 117.715 | 8.1808 | 1.4808 | 19.0153
U | d365v | 26.2653 | 64.3354 | 113.691 | 7.8254 | 1.4808 | 18.2116 | 30.9229 | 84.4054 | 117.715 | 8.1808 | 1.4808 | 19.0153 | 30.9229 | 84.4054 | 117.715 | 8.1808 | 1.4808 | 19.0153
U | d365x | 24.3997 | 57.3789 | 112.112 | 7.8225 | 1.4808 | 17.8807 | 30.9229 | 84.4054 | 117.715 | 8.1808 | 1.4808 | 19.0153 | 30.9229 | 84.4054 | 117.715 | 8.1808 | 1.4808 | 19.0153
U | d365y | 20.2962 | 51.3769 | 110.255 | 7.8189 | 1.4808 | 16.1281 | 30.9229 | 84.4054 | 117.715 | 8.1808 | 1.4808 | 19.0153 | 30.9229 | 84.4054 | 117.715 | 8.1808 | 1.4808 | 19.0153